## Cove Page
Subject: | Invitation Letter (Quotation format/ item wise Quantity chart)
Dear all
Kindly Provide final amount for repair of Irrigation Canals in Village- 7, Kalpa Block, Distt- Kinnaur, Himachal Pradesh. Detail of works are attached along with this letter.
Term and conditions
1 | Rate quoted shall be inclusive of all the taxes
2 | You must have PAN number and GST registration Number issued from Income Tax applicable for Civil Construction works and should enclose copies Thereof while submitting the rates
3 | Quotation Form Shall be typed or written in ink with covering letter and shall be submitted in a sealed envelope to ensure privacy and handover to AT INDIA officials only on attached format before
4 | The quotation shall be signed by the quotationer or authorised representative by hand.
5 | No quotation will be accepted after above mentioned time.
6 | No overwriting and using of whiteners will be allowed in quotation.
7 | Cost shall be inclusive of Cost of material and labour who are going to deal with material, cost of carriage of material by labour upto a lead mentioned head load respectively, tools going to be used in the construction process and cost of scaffholdings.Cost of Material will be only paid for quality of approved material.
8 | Kindly attach contractor's Letter Head while submission containing all details related to contractor with signature and stamp at bottom.
9 | Quotations will be received in bellow mentioned address only by hand in hard-copy format or by POST will be accepted
10 | Tender committee AT INDIA reserves the right to accept/reject any/all tenders without assigning any reason whatsoever. Part or incomplete tenders will be summarily rejected. No further correspondences whatsoever shall be entertained in this regard. Canvassing in any manner shall result in rejection of the tender.
Final amount =
Final amount in Words-
Thank you,
| Signature with authorized stamp of contractor | APPROPRIATE TECHNOLOGY INDIA, 179, KALYAN KUNJ, PANDITWARI, DEHRADUN, 248007,UTTRAKHAND
Note: Kindly Sign and submit only if you are accepting all the conditions mentioned above.

## COVER (3) (hidden)
NAGAR NIGAM, DEHRADUN
NAME OF WORK- CONSTRUCTION OF NEW COMMUNITY CENTRE AND ANGANWADI BHAWAN AT WARD NO. 79, BHARUWALA, DIST. DEHRADUN
ESTIMATED COST OF PROJECT
7.3355
LAKHS
Prepared by:
VASTUSHILPKALA PVT. LTD.
CONSULTANT, ARCHITECT & ENGINEER
4 TH FLOOR, ARIHANT TOWER, HARIDWAR ROAD
DEHRADUN, UTTRAKHAND. 248001 INDIA

## specification (hidden)
SPECIFICATION
All work shall be carried out as per HIMACHAL PRADESH SCHEDULE OF RATES 2020 detailed specifications and as per direction of Chief Engineer, Public Works Department SHIMLA

## BOQ EXTERNAL (hidden)
NAME OF WORK- CONSTRUCTION OF NEW COMMUNITY CENTRE AND ANGANWADI BHAWAN AT WARD NO. 79, BHARUWALA, DIST. DEHRADUN
BILL OF QUANTITY( RETAINING WALL)
SR.NO | DSR 2018 | DESCRIPTION OF ITEM | QTY | UNIT | RATE | AMOUNT
1 | 2.7.1 | Earth work in excavation by mechanical means (Hydraulic excavator)/manual means over areas (exceeding 30 cm in depth, 1.5 m in width as well as 10 sqm on plan) including getting out and disposal of excavated earth lead upto 50 m and lift upto 1.5 m, as directed by Engineer-incharge. Ordinary rock | 3770.1 | CUM | 352.45 | 1328771.745
2 | 2.6.1 | Earth work in excavation by mechanical means (Hydraulic excavator)/manual means over areas (exceeding 30 cm in depth, 1.5 m in width as well as 10 sqm on plan) including getting out and disposal of excavated earth lead upto 50 m and lift upto 1.5 m, as directed by Engineer-incharge | 297 | CUM | 181.85 | 54009.45
3 | 2.25 | Filling available excavated earth (excluding rock) in trenches, plinth, sides of foundations etc. in layers not exceeding 20cm in depth, consolidating each deposited layer by ramming and watering, lead up to 50 m and lift upto 1.5 m. | 178.2 | CUM | 219.65 | 39141.63
4 | 4.1.8 | Providing and laying in position cement concrete of specified grade excluding the cost of centering and shuttering - All work up to plinth level :1:4:8 (1 Cement : 4 coarse sand (zone-III) derived from natural sources : 8 graded stone aggregate 40 mm nominal size derived from natural sources) | 19.8 | CUM | 3881.85 | 76860.63
5 | 5.33 | Providing and laying in position machine batched and machine mixed design mix M-25 grade cement concrete for reinforced cement concrete work, using cement content as per approved design mix, including pumping of concrete to site of laying but excluding the cost of centering, shuttering, finishing and reinforcement, including admixtures in recommended proportions as per IS: 9103 to accelerate, retard setting of concrete, improve workability without impairing strength and durability as per direction of Engineer-in-charge.
| 5.33.1 | All works upto plinth level | 122.76 | CUM | 7997.3 | 981748.548
| 5.33.2 | All works above plinth level upto floor V level | 63.36 | CUM | 9400.85 | 595637.856
6 | 5.9 | Centring and shuttering including strutting, propping etc. and removal of form for:-
| 5.9.1 | Foundations, footings, bases of columns, etc. for mass concrete. | 83.6 | SQM | 284.85 | 23813.46
| 5.9.2 | Walls (any thickness) including attached pilasters, butteresses,plinth and string courses etc. | 459.36 | SQM | 552.05 | 253589.688
7 | 5.22.6 | Reinforcement for R.C.C. work including straightening, cutting, bending, placing in position and binding all complete. Thermo-mechanically treated bars. | 21915.63 | KG | 83.5 | 1829955.105
8 | 6.4.2 | Brick work with common burnt clay F.P.S. (non modular) bricks of class designation 7.5 in superstructure above plinth level up to floor V level in all shapes and sizes in : Cement mortar 1:6 (1 cement : 6 coarse sand) | 0 | cum | 7590.45 | 0
9 | 13.4.2 | 12 mm cement plaster of mix : 1:6 (1 cement: 6 coarse sand) | 0 | sqm | 263.55 | 0
10 | 13.5.2 | 15 mm cement plaster on the rough side of single or half brick wall of mix : 1:6 (1 cement: 6 coarde sand) | 0 | sqm | 303.9 | 0
11 | 13.45.1 | Finishing walls with textured exterior paint of required shade : New work (Two or more coats applied @ 3.28 ltr/10 sqm) over and including priming coat of exterior primer applied @ 2.20kg/10 sqm | 0 | sqm | 232 | 0
12 | 7.1.1 | Random rubble masonry with hard stone in foundation and plinth including levelling up with cement concrete 1:6:12 (1 cement : 6 coarse sand : 12 graded stone aggregate 20 mm nominal size) upto plinth level with : Cement mortar 1:6 (1 cement : 6 coarse sand) | 0 | cum | 6120.8 | 0
13 | 16.91.2 | Providing and laying factory made chamfered edge Cement Concrete paver blocks in footpath, parks, lawns, drive ways or light traffic parking etc, of required strength, thickness & size/ shape, made by table vibratory method using PU mould, laid in required colour & pattern over 50mm thick compacted bed of sand, compacting and proper embedding/laying of inter locking paver blocks into the sand bedding layer through vibratory compaction by using plate vibrator, filling the joints with sand and cutting of paver blocks as per required size and pattern, finishing and sweeping extra sand. complete all as per direction of Engineer-in-Charge. 80 mm thick C.C. paver block of M-30 grade with approved color design and pattern. | 296.1 | sqm | 953 | 282183.3
[5 empty] | TOTAL | 5465711.412 | 5465711.412
|  |  |  | SAY | 54.6571 | LAKH | 33738.9593

## EXTERNAL (hidden)
NAME OF WORK- CONSTRUCTION OF NEW COMMUNITY CENTRE AND ANGANWADI BHAWAN AT WARD NO. 79, BHARUWALA, DIST. DEHRADUN
SR.NO | DSR 2018 | DESCRIPTION OF ITEM | NO'S | L | B | H | QTY | UNIT
1 | 2.7.1 | Earth work in excavation by mechanical means (Hydraulic excavator)/manual means over areas (exceeding 30 cm in depth, 1.5 m in width as well as 10 sqm on plan) including getting out and disposal of excavated earth lead upto 50 m and lift upto 1.5 m, as directed by Engineer-incharge. Ordinary rock
|  | AVERAGE HEIGHT | 1 | 36 | 35.5 | 2.95 | 3770.1
[6 empty] | TOTAL | 3770.1 | CUM
2 | 2.6.1 | Earth work in excavation by mechanical means (Hydraulic excavator)/manual means over areas (exceeding 30 cm in depth, 1.5 m in width as well as 10 sqm on plan) including getting out and disposal of excavated earth lead upto 50 m and lift upto 1.5 m, as directed by Engineer-incharge
|  | For retaining wall | 1 | 43.2 | 2.5 | 1.5 | 162
|  |  | 1 | 36 | 2.5 | 1.5 | 135
[6 empty] | TOTAL | 297 | CUM
3 | 2.25 | Filling available excavated earth (excluding rock) in trenches, plinth, sides of foundations etc. in layers not exceeding 20cm in depth, consolidating each deposited layer by ramming and watering, lead up to 50 m and lift upto 1.5 m.
|  | 60% OF EXACAVATION | 1 | 297 |  | 0.6 | 178.2
[6 empty] | TOTAL | 178.2 | CUM
4 | 4.1.8 | Providing and laying in position cement concrete of specified grade excluding the cost of centering and shuttering - All work up to plinth level :1:4:8 (1 Cement : 4 coarse sand (zone-III) derived from natural sources : 8 graded stone aggregate 40 mm nominal size derived from natural sources)
|  | BELOW RETAINING WALL | 1 | 43.2 | 2.5 | 0.1 | 10.8
|  |  | 1 | 36 | 2.5 | 0.1 | 9
[6 empty] | TOTAL | 19.8 | CUM
5 | 5.33 | Providing and laying in position machine batched and machine mixed design mix M-25 grade cement concrete for reinforced cement concrete work, using cement content as per approved design mix, including pumping of concrete to site of laying but excluding the cost of centering, shuttering, finishing and reinforcement, including admixtures in recommended proportions as per IS: 9103 to accelerate, retard setting of concrete, improve workability without impairing strength and durability as per direction of Engineer-in-charge.
| 5.33.1 | All works upto plinth level
|  | FOOTING/RAFT OF RETAINING WALL | 1 | 43.2 | 2.2 | 0.5 | 47.52
|  |  | 1 | 36 | 2.2 | 0.5 | 39.6
|  |  | 1 | 43.2 | 0.5 | 0.9 | 19.44
|  |  | 1 | 36 | 0.5 | 0.9 | 16.2
[6 empty] | TOTAL | 122.76 | CUM
| 5.33.2 | All works above plinth level upto floor V level
|  | Retaining wall | 1 | 43.2 | 0.4 | 2 | 34.56
|  |  | 1 | 36 | 0.4 | 2 | 28.8
[6 empty] | TOTAL | 63.36 | CUM
6 | 5.9 | Centring and shuttering including strutting, propping etc. and removal of form for:-
| 5.9.1 | Foundations, footings, bases of columns, etc. for mass concrete.
|  | footing | 1 | 90.8 |  | 0.5 | 45.4
|  |  | 1 | 76.4 |  | 0.5 | 38.2
[6 empty] | TOTAL | 83.6 | SQM
| 5.9.2 | Walls (any thickness) including attached pilasters, butteresses,plinth and string courses etc.
|  |  | 2 | 43.2 |  | 2.9 | 250.56
|  |  | 2 | 36 |  | 2.9 | 208.8
[6 empty] | TOTAL | 459.36 | SQM
7 | 5.22.6 | Reinforcement for R.C.C. work including straightening, cutting, bending, placing in position and binding all complete. Thermo-mechanically treated bars.
|  | 1.5% OF RCC QTY | 1 | 186.12 | 7850 | 1.5% | 21915.63 | KG
[6 empty] | TOTAL | 21915.63 | KG
8 | 6.4.2 | Brick work with common burnt clay F.P.S. (non modular) bricks of class designation 7.5 in superstructure above plinth level up to floor V level in all shapes and sizes in : Cement mortar 1:6 (1 cement : 6 coarse sand)
[6 empty] | total | 0 | cum
9 | 13.4.2 | 12 mm cement plaster of mix : 1:6 (1 cement: 6 coarse sand)
|  | boundry wall | 0 | 0 |  | 1.2 | 0
[6 empty] | total | 0 | sqm
10 | 13.5.2 | 15 mm cement plaster on the rough side of single or half brick wall of mix : 1:6 (1 cement: 6 coarde sand)
|  | boundry wall | 0 | 0 |  | 1.2 | 0
[6 empty] | total | 0 | sqm
11 | 13.45.1 | Finishing walls with textured exterior paint of required shade : New work (Two or more coats applied @ 3.28 ltr/10 sqm) over and including priming coat of exterior primer applied @ 2.20kg/10 sqm
|  | qty from plaster ( outer area ) |  |  |  |  | 0
[6 empty] | Total | 0 | sqm
12 | 7.1.1 | Random rubble masonry with hard stone in foundation and plinth including levelling up with cement concrete 1:6:12 (1 cement : 6 coarse sand : 12 graded stone aggregate 20 mm nominal size) upto plinth level with : Cement mortar 1:6 (1 cement : 6 coarse sand)
|  | Toe wall | 0 | 43.2 | 1.1 | 0.3 | 0
|  |  | 0 | 43.2 | 0.8 | 0.3 | 0
[6 empty] | Total | 0 | cum
13 | 16.91.2 | Providing and laying factory made chamfered edge Cement Concrete paver blocks in footpath, parks, lawns, drive ways or light traffic parking etc, of required strength, thickness & size/ shape, made by table vibratory method using PU mould, laid in required colour & pattern over 50mm thick compacted bed of sand, compacting and proper embedding/laying of inter locking paver blocks into the sand bedding layer through vibratory compaction by using plate vibrator, filling the joints with sand and cutting of paver blocks as per required size and pattern, finishing and sweeping extra sand. complete all as per direction of Engineer-in-Charge. 80 mm thick C.C. paver block of M-30 grade with approved color design and pattern.
|  |  | 1 | 35.5 | 4 |  | 142
|  |  | 1 | 11.5 | 13.4 |  | 154.1
[6 empty] | Total | 296.1 | sqm

## FORM J (2) (hidden)
NAME OF WORK- REPAIR OF EXISITNG IRRIGATION CANALS AT KALPA BLOCK DISTT. KINNAUR, HIMACHAL PRADESH.
Form-'J'
Sl. No. | Description | Amount (Rs.in lacs) | Rates (%) | Total (Rs.in lacs)
1 | Total Cost of the works | 7.3355 | - | 7.3355
| Sub Total (A) | - | - | 7.3355
| Total (IN LACS) |  |  | 7.3355

## General ABS (hidden)
NAME OF WORK- REPAIR OF EXISITNG IRRIGATION CANALS AT KALPA BLOCK DISTT. KINNAUR, HIMACHAL PRADESH.
VILLAGE- BRELINGI
GENERAL ABSTRACT OF COST
S. No. | Description | HPSOR 2020 | HPSOR 2020
1 | BOQ BRELINGI MAJOR POINTS | 653053.2
2 | BOQ BRELINGI MODERATE POINT | 73059.1575
3 | BOQ BRELINGI MINOR POINT | 7436.8
4 | CARRIAGE OF MATERIAL TO BRELINGI |  | 0
| TOTAL | 733549.1575
5 | Add Inflation in Cost in HP SOR Rates For Tribal/ High Altitude Remote Areas (Kinnaur) from 2020 to 2026 (30%) | 0
| SUB TOTAL | 733549.1575 | 0
| GRAND TOTAL | 733549.1575
| SAY IN LACS | 7.3355

## D MAJOR BOQ (hidden)
NAME OF WORK- REPAIR OF EXISITNG IRRIGATION CANALS AT KALPA BLOCK DISTT. KINNAUR, HIMACHAL PRADESH.
VILLAGE- BRELINGI
ABSTRACT OF COST (MAJOR REPAIRS)
S.NO | CODE | DESCRIPTION OF ITEM | QTY | UNIT | RATE | AMOUNT (Rs.)
1 | HPSOR 2020 2.31 | Clearing jungle including uprooting of rank vegetation, grass, brush wood, trees and saplings of girth up to 30 cm measured at a height of 1 m above ground level and removal of rubbish up to a distance of 50 m outside the periphery of the area cleared. | 200 | sqm | 7.2 | 1440
2 | HP SOR 2.9.1 | Earthwork in excavation for structures as per drawing and technical specifications Clause 305.1 including setting out, construction of shoring and bracing, removal of stumps and other deleterious material and disposal upto a lead of 50 m, dressing of sides and bottom and backfilling in trenches with excavated suitable material. Ordinar rock depth upto 3m | 108 | cum | 290.15 | 31336.2
3 | HPSOR 2020 4.1.2 | Providing and laying in position cement concrete of specified grade excluding the cost of centering and shuttering - All work up to plinth level : 1:1½:3 (1 Cement: 1½ coarse sand) : 3 graded stone aggregate 20 mm nominal size) For bed | 27 | cum | 6204 | 167508
4 | HPSOR 2020 4.1.2 | Providing and laying in position cement concrete of specified grade excluding the cost of centering and shuttering - All work up to plinth level : 1:1½:3 (1 Cement: 1½ coarse sand) : 3 graded stone aggregate 20 mm nominal size) For side walls | 27 | cum | 6204 | 167508
5 | HPSOR 2020 4.11 | Providing and laying damp-proof course 50mm thick with cement concrete 1:2:4 (1 cement : 2 coarse sand) : 4 graded stone aggregate 20mm nominal size). | 120 | sqm | 346.85 | 41622
6 | HPSOR 2020 5.9.2 | Centering and shuttering including strutting, propping etc. and removal of form for : Walls (any thickness) including attached pilasters, butteresses, plinth and string courses etc | 360 | sqm | 411.15 | 148014
7 | HPSOR 2020 13.16.1 | 6 mm cement plaster of mix : 1:3 (1 cement : 3 fine sand) | 300 | sqm | 142.35 | 42705
8 | M/Rate | Providing and Fixing Pre cast RCC Concrete Drain Covers (600mmx600mm) | 0 | sqft | 450 | 0
9 | M/Rate | Removal of loose boulders/rocks from site, including lifting, loading, carriage up to 1 km and disposal at approved location complete in all respects. | 54 | cum | 980 | 52920
|  | TOTAL |  |  |  | 653053.2

## D MAJOR DOM (hidden)
NAME OF WORK- REPAIR OF EXISITNG IRRIGATION CANALS AT KALPA BLOCK DISTT. KINNAUR, HIMACHAL PRADESH.
VILLAGE- BRELINGI
DETAILS OF MEASUREMENT (MAJOR REPAIRS)
S. NO | CODE | DESCRIPTION OF ITEM | No | L | B | H | QTY | UNIT
1 | HPSOR 2020 2.31 | Clearing jungle including uprooting of rank vegetation, grass, brush wood, trees and saplings of girth up to 30 cm measured at a height of 1 m above ground level and removal of rubbish up to a distance of 50 m outside the periphery of the area cleared.
|  | point 3 | 1 | 200 | 1 |  | 200 | sqm
2 | HP SOR 2.9.1 | Earthwork in excavation for structures as per drawing and technical specifications Clause 305.1 including setting out, construction of shoring and bracing, removal of stumps and other deleterious material and disposal upto a lead of 50 m, dressing of sides and bottom and backfilling in trenches with excavated suitable material. Ordinar rock depth upto 3m
|  | point 3 (0.60m x 0.45m) | 1 | 200 | 0.9 | 0.6 | 108
[6 empty] | TOTAL | 108 | cum
3 | HPSOR 2020 4.1.2 | Providing and laying in position cement concrete of specified grade excluding the cost of centering and shuttering - All work up to plinth level : 1:1½:3 (1 Cement: 1½ coarse sand) : 3 graded stone aggregate 20 mm nominal size) For bed
|  | point 3 (0.60m x 0.45m) | 1 | 200 | 0.9 | 0.15 | 27
[6 empty] | TOTAL | 27 | cum
4 | HPSOR 2020 4.1.2 | Providing and laying in position cement concrete of specified grade excluding the cost of centering and shuttering - All work up to plinth level : 1:1½:3 (1 Cement: 1½ coarse sand) : 3 graded stone aggregate 20 mm nominal size) For side walls
|  | point 3 (0.60m x 0.45m) | 2 | 200 | 0.15 | 0.45 | 27
[6 empty] | TOTAL | 27 | cum
5 | HPSOR 2020 4.11 | Providing and laying damp-proof course 50mm thick with cement concrete 1:2:4 (1 cement : 2 coarse sand) : 4 graded stone aggregate 20mm nominal size).
|  | point 3 (0.60m x 0.45m) | 1 | 200 | 0.6 |  | 120
[6 empty] | TOTAL | 120 | sqm
6 | HPSOR 2020 5.9.2 | Centering and shuttering including strutting, propping etc. and removal of form for : Walls (any thickness) including attached pilasters, butteresses, plinth and string courses etc
|  | point 3 (0.60m x 0.45m) | 4 | 200 |  | 0.45 | 360
[6 empty] | TOTAL | 360 | sqm
7 | HPSOR 2020 13.16.1 | 6 mm cement plaster of mix : 1:3 (1 cement : 3 fine sand)
|  | point 3 (0.60m x 0.45m) side walls | 2 | 200 | 0.45 |  | 180
|  | point 3 (0.60m x 0.45m) bed | 1 | 200 | 0.6 |  | 120
[6 empty] | TOTAL | 300 | sqm
8 | M/Rate | Providing and Fixing Pre cast RCC Concrete Drain Covers (600mmx600mm)
|  | point 3 (0.60m x 0.45m) | 0 | 15 | 2 |  | 0
|  | point 3 (0.60m x 0.45m) | 0 | 3.3 | 2 |  | 0
[6 empty] | TOTAL | 0 | sqft
9 | M/Rate | Removal of loose boulders/rocks from site, including lifting, loading, carriage up to 1 km and disposal at approved location complete in all respects.
|  | point 3 | 1 | 150 | 0.6 | 0.6 | 54
[6 empty] | TOTAL | 54 | cum
MATERIAL CONSUMPTION TABLE
| SNO. | ITEMS | VOL | QUANTITY | UNIT | KG | TONNE
| 1 | CEMENT FOR PCC 1:1.5:3 | 54 | 432 | BAGS | 21600 | 21.6
| 2 | CEMENT FOR 6 MM PLASTER | 300 | 21 | BAGS | 1050 | 1.05
| 3 | SAND FOR PCC 1:1.5:3 | 54 | 22.68 | CUM
| 4 | SAND FOR 6MM PLASTER | 300 | 1.8 | CUM
| 5 | AGGREGATE 20MM 1:1.5:3 | 54 | 45.36 | CUM
| 6 | DAMP PROOF SOLUTION | 120 | 60 | BAGS | 3000 | 3

## D MODERATE BOQ (hidden)
NAME OF WORK- REPAIR OF EXISITNG IRRIGATION CANALS AT KALPA BLOCK DISTT. KINNAUR, HIMACHAL PRADESH.
VILLAGE- BRELINGI
ABSTRACT OF COST (MODERATE REPAIRS)
S.NO | CODE | DESCRIPTION OF ITEM | QTY | UNIT | RATE | AMOUNT (Rs.)
1 | HPSOR 2020 2.31 | Clearing jungle including uprooting of rank vegetation, grass, brush wood, trees and saplings of girth up to 30 cm measured at a height of 1 m above ground level and removal of rubbish up to a distance of 50 m outside the periphery of the area cleared. | 150 | sqm | 7.2 | 1080
2 | HPSOR 2020 15.2.2 | Demolishing cement concrete manually/ by mechanical means including disposal of material within 50 metres lead as per direction of Engineer - in - charge.Nominal concrete 1:4:8 or leaner mix (i/c equivalent design mix) | 3.15 | cum | 619.05 | 1950.0075
3 | HPSOR 2020 15.7.4 | Demolishing brick work manually/ by mechanical means including stacking of serviceable material and disposal of unserviceable material within 50 metres lead as per direction of Engineer-in-charge. In cement mortar | 0 | cum | 847.95 | 0
4 | HPSOR 2020 4.1.2 | Providing and laying in position cement concrete of specified grade excluding the cost of centering and shuttering - All work up to plinth level : 1:1½:3 (1 Cement: 1½ coarse sand) : 3 graded stone aggregate 20 mm nominal size) For bed | 3.15 | cum | 6204 | 19542.6
5 | HPSOR 2020 4.11 | Providing and laying damp-proof course 50mm thick with cement concrete 1:2:4 (1 cement : 2 coarse sand) :4 graded stone aggregate 20mm nominal size). | 45 | sqm | 346.85 | 15608.25
6 | HPSOR 2020 13.2.1 | 15 mm cement plaster on the rough side of single or half brick wall of mix : 1:4 (1 cement: 4 fine sand) | 174 | sqm | 200.45 | 34878.3
7 | M/Rate | Providing and Fixing Pre cast RCC Concrete Drain Covers (600mmx600mm) | 0 | sqft | 450 | 0
|  |  |  | TOTAL |  | 73059.1575

## D MODERATE DOM (hidden)
NAME OF WORK- REPAIR OF EXISITNG IRRIGATION CANALS AT KALPA BLOCK DISTT. KINNAUR, HIMACHAL PRADESH.
VILLAGE- BRELINGI
DETAILS OF MEASUREMENT ( MODERATE REPAIRS)
S. NO | CODE | DESCRIPTION OF ITEM | No | L | B | H | QTY | UNIT
1 | HPSOR 2020 2.31 | Clearing jungle including uprooting of rank vegetation, grass, brush wood, trees and saplings of girth up to 30 cm measured at a height of 1 m above ground level and removal of rubbish up to a distance of 50 m outside the periphery of the area cleared. | [7 empty] | `
|  | point1 2 (0.30m x 0.30m) | 1 | 150 | 1 |  | 150 | sqm
2 | HPSOR 2020 15.2.2 | Demolishing cement concrete manually/ by mechanical means including disposal of material within 50 metres lead as per direction of Engineer - in - charge.Nominal concrete 1:4:8 or leaner mix (i/c equivalent design mix) | [6 empty] | ````
|  | point1 2 (0.30m x 0.30m) | 1 | 70 | 0.3 | 0.15 | 3.15 | cum
3 | HPSOR 2020 15.7.4 | Demolishing brick work manually/ by mechanical means including stacking of serviceable material and disposal of unserviceable material within 50 metres lead as per direction of Engineer-in-charge. In cement mortar
|  | point1 2 (0.30m x 0.30m) | 0 | 20 | 0.23 | 0.15 | 0 | cum
4 | HPSOR 2020 4.1.2 | Providing and laying in position cement concrete of specified grade excluding the cost of centering and shuttering - All work up to plinth level : 1:1½:3 (1 Cement: 1½ coarse sand) : 3 graded stone aggregate 20 mm nominal size) For bed
|  | point1 2 (0.30m x 0.30m) | 1 | 70 | 0.3 | 0.15 | 3.15 | cum
5 | HPSOR 2020 4.11 | Providing and laying damp-proof course 50mm thick with cement concrete 1:2:4 (1 cement : 2 coarse sand) :4 graded stone aggregate 20mm nominal size).
|  | point1 2 (0.30m x 0.30m) | 1 | 150 | 0.3 |  | 45 | sqm
6 | HPSOR 2020 13.2.1 | 15 mm cement plaster on the rough side of single or half brick wall of mix : 1:4 (1 cement: 4 fine sand)
|  | point 1 2 (0.30m x 0.30m) top peripheriry | 2 | 150 | 0.2 |  | 60
|  | point 1 2 (0.30m x 0.30m)side wall | 2 | 150 |  | 0.3 | 90
|  | point 1 2 (0.30m x 0.30m)bed | 1 | 80 | 0.3 |  | 24
[6 empty] | TOTAL | 174 | sqm
7 | M/Rate | Providing and Fixing Pre cast RCC Concrete Drain Covers (600mmx600mm)
|  | point 1 2 (0.30m x 0.30m) | 0 | 3.3 | 2 |  | 0 | sqft
MATERIAL CONSUMPTION TABLE
| SNO. | ITEMS | VOL | QUANTITY | UNIT | KG | TONNE
| 1 | CEMENT FOR PCC 1:1.5:3 | 3.15 | 25.2 | BAGS | 1260 | 1.26
| 2 | CEMENT FOR 15 MM PLASTER | 174 | 26.1 | BAGS | 1305 | 1.305
| 3 | SAND FOR PCC 1:1.5:3 | 3.15 | 1.323 | CUM
| 4 | SAND FOR 15 MM PLASTER | 174 | 3.48 | CUM
| 5 | AGGREGATE 20MM 1:1.5:3 | 3.15 | 2.646 | CUM
| 6 | DAMP PROOF SOLUTION | 45 | 22.5 | BAGS | 1125 | 1.125

## D MINOR BOQ (hidden)
NAME OF WORK- REPAIR OF EXISITNG IRRIGATION CANALS AT KALPA BLOCK DISTT. KINNAUR, HIMACHAL PRADESH.
VILLAGE- BRELINGI
ABSTRACT OF COST (MINOR REPAIRS)
S.NO | CODE | DESCRIPTION OF ITEM | QTY | UNIT | RATE | AMOUNT (Rs.)
1 | HPSOR 2020 2.31 | Clearing jungle including uprooting of rank vegetation, grass, brush wood, trees and saplings of girth up to 30 cm measured at a height of 1 m above ground level and removal of rubbish up to a distance of 50 m outside the periphery of the area cleared. | 20 | sqm | 7.2 | 144
2 | HPSOR 2020 4.11 | Providing and laying damp-proof course 50mm thick with cement concrete 1:2:4 (1 cement : 2 coarse sand) :4 graded stone aggregate 20mm nominal size). | 6 | sqm | 346.85 | 2081.1
3 | HPSOR 2020 13.2.1 | 15 mm cement plaster on the rough side of single or half brick wall of mix : 1:4 (1 cement: 4 fine sand) | 26 | sqm | 200.45 | 5211.7 | 371.84
|  |  |  | TOTAL |  | 7436.8

## D MINOR DOM (hidden)
NAME OF WORK- REPAIR OF EXISITNG IRRIGATION CANALS AT KALPA BLOCK DISTT. KINNAUR, HIMACHAL PRADESH.
VILLAGE- BRELINGI
DETAILS OF MEASUREMENT (MINOR REPAIRS)
S. NO | CODE | DESCRIPTION OF ITEM | No | L | B | H | QTY | UNIT
1 | HPSOR 2020 2.31 | Clearing jungle including uprooting of rank vegetation, grass, brush wood, trees and saplings of girth up to 30 cm measured at a height of 1 m above ground level and removal of rubbish up to a distance of 50 m outside the periphery of the area cleared.
|  | point 2 (0.3 X0.30) | 1 | 20 | 1 |  | 20 | sqm
2 | HPSOR 2020 4.11 | Providing and laying damp-proof course 50mm thick with cement concrete 1:2:4 (1 cement : 2 coarse sand) :4 graded stone aggregate 20mm nominal size).
|  | point 2 (0.3 X0.30) | 1 | 20 | 0.3 |  | 6 | sqm
3 | HPSOR 2020 13.2.1 | 15 mm cement plaster on the rough side of single or half brick wall of mix : 1:4 (1 cement: 4 fine sand)
|  | point 2(0.3 X0.30) top | 2 | 20 | 0.2 |  | 8
|  | point 2(0.3 X0.30) side walls | 2 | 20 |  | 0.3 | 12
|  | point2(0.3 X0.30)bed | 1 | 20 | 0.3 |  | 6
[7 empty] | 26 | sqm
MATERIAL CONSUMPTION TABLE
| S No. | MATERIAL | VOL | QUANTITY | UNIT | KG | TONNE
| 1 | CEMENT FOR 15 MM PLASTER | 26 | 3.9 | BAG | 195 | 0.195
| 2 | DAMP PROOF COURSE | 6 | 3 | BAG | 150 | 0.15
| 3 | SAND FOR PLASTER 15 MM PLASTER | 26 | 0.52 | CUM

## MATERIAL CONS. (hidden)
NAME OF WORK- REPAIR OF EXISITNG IRRIGATION CANALS AT KALPA BLOCK DISTT. KINNAUR, HIMACHAL PRADESH.
VILLAGE- BRELINGI
MATERIAL CONSUMPTION SHEET
S. NO | CODE | DESCRIPTION OF ITEM | QTY | UNIT
| 1 | CEMENT FOR PCC 1:1.5:3 | 22.86 | TONNE
| 2 | CEMENT FOR 6MM PLASTER | 1.05 | TONNE
| 3 | SAND FOR PCC 1:1.5:3 | 24.003 | CUM
| 4 | SAND FOR 6MM PLASTER | 1.8 | CUM
| 5 | AGGREGATE 20MM 1:1.5:3 | 48.006 | CUM
| 6 | DAMP PROOF SOLUTION | 4.275 | TONNE
| 7 | CEMENT FOR 15MM PLASTER | 1.5 | TONNE
| 8 | SAND FOR15MM PLASTER | 4 | CUM
|  | TOTAL CEMENT+ DAMPROOF SOLUTION | 29.685 | TONNE
|  | TOTAL SAND | 29.803 | CUM
|  | TOTAL AGGREGATE 20MM | 48.006 | CUM

## DUNNI CARRIAGE (hidden)
NAME OF WORK- REPAIR OF EXISITNG IRRIGATION CANALS AT KALPA BLOCK DISTT. KINNAUR, HIMACHAL PRADESH.
VILLAGE- DUNNI
CARRIAGE OF MATERIALS
ANALYSIS OF RATES
S. NO | CODE | DESCRIPTION OF ITEM | UNIT | QUANTITY | RATE | AMOUNT | REF.
MECHANICAL CARRIAGE BY PICKUP METTALED ROAD - 12 KM
| 1.10.1 | INITIAL 1 KM
|  | For Sand and Aggregate | tonne |  | 145 | 145 | HP PWD RATES
|  | For Cement Steel | tonne |  | 160 | 160 | HP PWD RATES
| 1.10.2 | Every additional km from 2 km to 5 km |  | LEFT DISTANCE
|  | For Sand and Aggregate | tonne/km | 4 | 22 | 88 | HP PWD RATES
|  | For Cement Steel | tonne/km | 4 | 24 | 96 | HP PWD RATES
````
| 1.10.3 | Every additional km from 6 km to 20 km
|  | For Sand and Aggregate | tonne/km | 7 | 16.5 | 115.5 | HP PWD RATES
|  | For Cement Steel | tonne/km | 7 | 18 | 126 | HP PWD RATES
| 1.10.4 | Every additional km beyond 20 km
|  | For Sand and Aggregate | tonne/km |  | 12 | 0 | HP PWD RATES
|  | For Cement Steel | tonne/km |  | 13.5 | 0 | HP PWD RATES
|  |  | TOTAL RATE OF CEMENT/ STEEL |  |  | 382 | PER TONNE
|  |  | TOTAL RATE OF SAND &AGGREGATE |  |  | 348.5 | PER TONNE
S. NO | CODE | DESCRIPTION OF ITEM | UNIT | QUANTITY | RATE | AMOUNT | REF.
1 |  | TOTAL CARRIAGE OF CEMENT/ STEEL | TONNE | 29.685 | 382 | 11339.67
2 |  | TOTAL CARRIAGE SAND &AGGREGATE | TONNE | #REF! | 348.5 | #REF!
3 |  | LOADING CHARGES | TONNE | #REF! | 115 | #REF! | HP PWD RATES
4 |  | UNLOADING CHARGES | TONNE | #REF! | 115 | #REF! | HP PWD RATES
|  |  | TOTAL |  |  | #REF!
MANUAL CARRIAGE BY HEAD LOAD - 500m
S. NO | CODE | DESCRIPTION OF ITEM | UNIT | QUANTITY | RATE | AMOUNT | REF.
| 1.25.1 | Manual Labour for 1st 50 mtr | tonne | #REF! | 210
| 1.25.2 | Manual Labour for every additional 50mt upto 500mt | tonne | #REF! | 585 |  | 50 mtr ke baad additional distance ko 50 se divide kr ke jitne chkkr ate hai use 65 se multiply kro wo rate ban jega
|  |  |  | Total Rate | 795 | per tonne
1 |  | Total Head Load for 500 mtr | tonne | #REF! | 795 | #REF!
|  |  | TOTAL |  |  | #REF!
|  | TOTAL AMOUNT (MECHANICAL+MANUAL CARRIAGE) |  |  |  | #REF!

## CARRAIGE (hidden)
NAME OF WORK- REPAIR OF EXISITNG IRRIGATION CANALS AT KALPA BLOCK DISTT. KINNAUR, HIMACHAL PRADESH.
VILLAGE- BRELINGI
CARRIAGE OF MATERIALS- ANALYSIS OF RATES
S. NO | CODE | DESCRIPTION OF ITEM | UNIT | QUANTITY | RATE |  | AMOUNT | REF.
MECHANICAL CARRIAGE BY PICKUP METTALED ROAD - 4 KM
| 1.10.1 | INITIAL 5 KM
|  | For Sand and Aggregate | CUM | 5 | 122 |  | 122 | HP SOR 2020
|  | For Cement Steel | tonne | 5 | 108.49 |  | 108.49 | HP SOR 2020
| 1.10.2 | Every additional km from 5 UPTO 10 KM |  | LEFT DISTANCE
|  | For Sand and Aggregate | tonne/km | 0 | 10 |  | 0 | HP SOR 2020
|  | For Cement Steel | tonne/km | 0 | 8.95 |  | 0 | HP SOR 2020
| 1.10.3 | Every additional km 10 TO 20 KM
|  | For Sand and Aggregate | tonne/km | 0 | 8.6 |  | 0 | HP SOR 2020
|  | For Cement Steel | tonne/km | 0 | 7.64 |  | 0 | HP SOR 2020
| 1.10.4 | Every additional km beyond 20 km
|  | For Sand and Aggregate | tonne/km |  | 12 |  | 0 | HP SOR 2020
|  | For Cement Steel | tonne/km |  | 13.5 |  | 0 | HP SOR 2020
|  |  | TOTAL RATE OF CEMENT/ STEEL |  |  |  | 108.49 | PER TONNE
|  |  | TOTAL RATE OF SAND &AGGREGATE |  |  |  | 122 | PER CUM
S. NO | CODE | DESCRIPTION OF ITEM | UNIT | QUANTITY | RATE | GST 18% | AMOUNT | REF.
1 |  | TOTAL CARRIAGE OF CEMENT+ DAMP PROOF | TONNE | 29.685 | 108.49 | 128.0182 | 3800.2203
2 |  | TOTAL CARRIAGE SAND &AGGREGATE | CUM | 77.809 | 122 | 143.96 | 11201.3836
|  |  | TOTAL |  |  |  | 15001.6039
MANUAL CARRIAGE BY HEAD LOAD - 650 m
S. NO | CODE | DESCRIPTION OF ITEM | UNIT | QUANTITY | RATE |  | AMOUNT | REF.
| 1 | INITIAL 50 mtr.
|  | For Sand and Aggregate | CUM |  | 101.07 |  | 101.07 | HP SOR 2020
|  | For Cement Steel | TONNE |  | 58.53 |  | 58.53 | HP SOR 2020
| 2 | Every additional km from After 50 mtr. | [5 empty] | HP SOR 2020
|  | For Sand and Aggregate | CUM |  | 22.01 |  | 264.12 | HP SOR 2020
|  | For Cement Steel | TONNE |  | 8.59 |  | 103.08 | HP SOR 2020
|  |  | TOTAL RATE FOR CEMENT+ DAMPPROOF |  |  |  | 161.61 | PER TONNE
|  |  | TOTAL RATE SAND + AGGREGATE |  |  |  | 365.19 | PER CUM
S. NO | CODE | DESCRIPTION OF ITEM | UNIT | QUANTITY | RATE | GST 18% | AMOUNT | REF.
1 |  | TOTAL CARRIAGE OF CEMENT+ DAMP PROOF | TONNE | 29.685 | 161.61 | 190.6998 | 5660.9236
2 |  | TOTAL CARRIAGE SAND &AGGREGATE | CUM | 77.809 | 365.19 | 430.9242 | 33529.7811
[5 empty] | TOTAL |  | 39190.7046
|  | TOTAL AMOUNT (MECHANICAL+MANUAL CARRIAGE) |  |  |  |  | 54192.3085

## INDEX (hidden)
INDEX
S.NO | PARTICULARS | PAGE NO.
1 | PROJECT OVERVIEW REPORT
2 | VILLAGE- WISE CLASSIFICATION SHEET
3 | FINANCIAL SUMMARY
4 | CHAPTER- 1 VILLAGE- DUNNI
a | FIELD ASSESSMENT REPORT
b | ABSTRACT SHEET
c | BOQ- ESTIMATE
d | MATERIAL CONSUMPTION SHEET
e | CARRIAGE SHEET
f | SITE- PRE PHOTOGRAPHS
5 | CHAPTER- 2 VILLAGE- RAANG
a | FIELD ASSESSMENT REPORT
b | ABSTRACT SHEET
c | BOQ- ESTIMATE
d | MATERIAL CONSUMPTION SHEET
e | CARRIAGE SHEET
f | SITE- PRE PHOTOGRAPHS
6 | CHAPTER- 3 VILLAGE- SHUDHARANG
a | FIELD ASSESSMENT REPORT
b | ABSTRACT SHEET
c | BOQ- ESTIMATE
d | MATERIAL CONSUMPTION SHEET
e | CARRIAGE SHEET
f | SITE- PRE PHOTOGRAPHS
7 | CHAPTER- 4 VILLAGE- BRELINGI
a | FIELD ASSESSMENT REPORT
b | ABSTRACT SHEET
c | BOQ- ESTIMATE
d | MATERIAL CONSUMPTION SHEET
e | CARRIAGE SHEET
f | SITE- PRE PHOTOGRAPHS
8 | CHAPTER- 5 VILLAGE- KHWANGI
a | FIELD ASSESSMENT REPORT
b | ABSTRACT SHEET
c | BOQ- ESTIMATE
d | MATERIAL CONSUMPTION SHEET
e | CARRIAGE SHEET
f | SITE- PRE PHOTOGRAPHS
9 | CHAPTER- 6 VILLAGE- KOTHI
a | FIELD ASSESSMENT REPORT
b | ABSTRACT SHEET
c | BOQ- ESTIMATE
d | MATERIAL CONSUMPTION SHEET
e | CARRIAGE SHEET
f | SITE- PRE PHOTOGRAPHS
10 | CHAPTER- 7 VILLAGE- CHITHKUL
a | FIELD ASSESSMENT REPORT
b | ABSTRACT SHEET
c | BOQ- ESTIMATE
d | MATERIAL CONSUMPTION SHEET
e | CARRIAGE SHEET
f | SITE- PRE PHOTOGRAPHS
11 | CANAL CROSS SECTIONAL DRAWING AND LAYOUT
12 | PAYMENT SCHEDULE
13 | HPSOR 2020 REFRENCES
14 | HPSOR 2020 ANALYSIS OF RATE REFRENCES
| TOTAL | 0

## total abs (hidden)
NAME OF WORK- REPAIR OF EXISITNG IRRIGATION CANALS AT KALPA BLOCK DISTT. KINNAUR, HIMACHAL PRADESH.
FINANCIAL SUMMARY
S. No. | Description | AMOUNT (Rs.)
1 | ABSTRACT DUNNI | 687113.85
2 | ABSTRACT RAANG | 595952.3
3 | ABSTRACT SHUDHARANG | 800185.15
4 | ABSTRACT BRELINGI | 733549.1575
5 | ABSTRACT KHWANGI | 142555.5
6 | ABSTRACT KOTHI | 349908.3
7 | ABSTRACT CHITHKUL | 643910.4
| GRAND TOTAL (Rs.) | 3953174.6575
| SAY IN LACS | 39.5317

## PAYMENT SCH. (hidden)
NAME OF WORK- REPAIR OF EXISITNG IRRIGATION CANALS AT KALPA BLOCK DISTT. KINNAUR, HIMACHAL PRADESH.
PAYMENT SCHEDULE TO CONTRACTOR
S. No. | Description | % OF TOTAL COST OF PROJECT
1 | ABSTRACT DUNNI | 687113.85
2 | ABSTRACT RAANG | 595952.3
3 | ABSTRACT SHUDHARANG | 800185.15
4 | ABSTRACT BRELINGI | 733549.1575
5 | ABSTRACT KHWANGI | 142555.5
6 | ABSTRACT KOTHI | 349908.3
7 | ABSTRACT CHITHKUL | 643910.4
| GRAND TOTAL (Rs.) | 3953174.6575
| SAY IN LACS | 39.5317

## boq vender brelingi
Tender Inviting Authority: APPROPRIATE TECHNOLOGY INDIA
VENDOR NAME-
This BOQ Template must not be modified/replaced by the bidder and the same should be posted after filling the relevant columns, else the bidder is liable to be rejected for this tender. Bidders are allowed to enter bidder name and Rates only. *Rates should be inclusive of Material + Labour cost, any unforceseen charges, and also all the leads lifts to site with the cost of scaffholdings, shuttering required.
NAME OF WORK- REPAIR OF EXISITNG IRRIGATION CANALS AT KALPA BLOCK DISTT. KINNAUR, HIMACHAL PRADESH.
VILLAGE- BRELINGI (Estimated Head Load to site-650m Approx. )
(Major Repair- 200 R Mt.(0.60m x 0.45m), Moderate Repair- 150R Mt. , Minor Repair-20R Mt.)
S.NO | DESCRIPTION OF ITEM | QTY | UNIT | RATE | AMOUNT (Rs.)
1 | Earthwork in excavation for structures as per drawing and technical specifications Clause 305.1 including setting out, construction of shoring and bracing, removal of stumps and other deleterious material and disposal upto a lead of 50 m, dressing of sides and bottom and backfilling in trenches with excavated suitable material. In all types of rock depth upto 3m, and making site area ready for pcc by removing of vegetation, plants,uprooting and removal of stumps, removal of slips, lanslides, de-silting, de-mucking of drain, all miscellaneous cost for compacting the ground, trimmimg,levelling, ramming, eliminate voids, boundary marking, soiling etc. | 108 | cum
2 | Providing and laying in position cement concrete of specified grade excluding the cost of centering and shuttering - All work up to plinth level : 1:1½:3 (1 Cement: 1½ coarse sand) : 3 graded stone aggregate 20 mm nominal size). Brand- Ultra Tech, Ambuja, ACC Cement, | 57.15 | cum
4 | Centering and shuttering including strutting, propping etc. and removal of form for : Walls (any thickness) including attached pilasters, butteresses, plinth and string courses etc | 360 | sqm
5 | 6 mm cement plaster of mix : 1:3 (1 cement : 3 fine sand) over pcc area including finishing from side bed, and top pheriphery. Brand- Ultra Tech, Ambuja, ACC Cement, | 300 | sqm
6 | Removal of loose all size of boulders/rocks, obstruction, debris, from site, including lifting, loading, carriage up to 1 km and disposal at approved location complete in all respects. | 18 | cum
7 | Demolishing cement concrete manually/ by mechanical means including disposal of material within 50 metres lead as per direction of Engineer - in - charge.Nominal concrete 1:4:8 or leaner mix (i/c equivalent design mix) | 3.15 | cum
8 | 15 mm cement plaster on the rough side of single or half brick wall of mix : 1:4 (1 cement: 4 fine sand), Brand- Ultra Tech, Ambuja, ACC Cement, also Mix with water proof sealent like DR FIXIT LW+ | 200 | sqm
9 | Clearing jungle including uprooting of rank vegetation, grass, brush wood, trees and saplings of girth up to 30 cm measured at a height of 1 m above ground level and removal of rubbish up to a distance of 50 m outside the periphery of the area cleared, making site area ready for pcc by removal of slips, lanslides, de-silting, de-mucking of drain, all miscellaneous cost for compacting the ground, trimmimg,levelling, ramming, eliminate voids, boundary marking, soiling etc. | 170 | sqm
TOTAL (Rs.)
ADD GST 18%
GRAND TOTAL (INCLUSIVE OF GST 18%) (Rs.)
IN WORDS-

## boq vender chitkul
Tender Inviting Authority: APPROPRIATE TECHNOLOGY INDIA
VENDOR NAME-
This BOQ Template must not be modified/replaced by the bidder and the same should be posted after filling the relevant columns, else the bidder is liable to be rejected for this tender. Bidders are allowed to enter bidder name and Rates only. *Rates should be inclusive of Material + Labour cost, any unforceseen charges, and also all the leads lifts to site with the cost of scaffholdings, shuttering required.
NAME OF WORK- REPAIR OF EXISITNG IRRIGATION CANALS AT KALPA BLOCK DISTT. KINNAUR, HIMACHAL PRADESH.
VILLAGE- CHITKUL (Estimated Head Load to site-600m Approx. )
(Major Repair- 240 R Mt.(0.60m x 0.45m)
S.NO | DESCRIPTION OF ITEM | QTY | UNIT | RATE | AMOUNT (Rs.)
1 | Earthwork in excavation for structures as per drawing and technical specifications Clause 305.1 including setting out, construction of shoring and bracing, removal of stumps and other deleterious material and disposal upto a lead of 50 m, dressing of sides and bottom and backfilling in trenches with excavated suitable material. In all types of rock depth upto 3m, and making site area ready for pcc by removing of vegetation, plants,uprooting and removal of stumps, removal of slips, lanslides, de-silting, de-mucking of drain, all miscellaneous cost for compacting the ground, trimmimg,levelling, ramming, eliminate voids, boundary marking, soiling etc. | 129.6 | cum
2 | Providing and laying in position cement concrete of specified grade excluding the cost of centering and shuttering - All work up to plinth level : 1:1½:3 (1 Cement: 1½ coarse sand) : 3 graded stone aggregate 20 mm nominal size). Brand- Ultra Tech, Ambuja, ACC Cement, | 64.8 | cum
4 | Centering and shuttering including strutting, propping etc. and removal of form for : Walls (any thickness) including attached pilasters, butteresses, plinth and string courses etc | 432 | sqm
5 | 6 mm cement plaster of mix : 1:3 (1 cement : 3 fine sand) over pcc area including finishing from side bed, and top pheriphery. Brand- Ultra Tech, Ambuja, ACC Cement, also Mix with water proof sealent like DR FIXIT LW+ | 360 | sqm
TOTAL (Rs.)
ADD GST 18%
GRAND TOTAL (INCLUSIVE OF GST 18%) (Rs.)
IN WORDS-

## boq vender DUNNI
Tender Inviting Authority: APPROPRIATE TECHNOLOGY INDIA
VENDOR NAME-
This BOQ Template must not be modified/replaced by the bidder and the same should be posted after filling the relevant columns, else the bidder is liable to be rejected for this tender. Bidders are allowed to enter bidder name and Rates only. *Rates should be inclusive of Material + Labour cost, any unforceseen charges, and also all the leads lifts to site with the cost of scaffholdings, shuttering required.
NAME OF WORK- REPAIR OF EXISITNG IRRIGATION CANALS AT KALPA BLOCK DISTT. KINNAUR, HIMACHAL PRADESH.
VILLAGE- DUNNI (Estimated Head Load to site-500m Approx. )
(Major Repair- 220R Mt.(0.60m x 0.45m),30 RMTR. (0.30m x 0.30m), Moderate Repair- 110R Mt. , Minor Repair-45R Mt.)
S.NO | DESCRIPTION OF ITEM | QTY | UNIT | RATE | AMOUNT (Rs.)
1 | Earthwork in excavation for structures as per drawing and technical specifications Clause 305.1 including setting out, construction of shoring and bracing, removal of stumps and other deleterious material and disposal upto a lead of 50 m, dressing of sides and bottom and backfilling in trenches with excavated suitable material. In all types of rock depth upto 3m, and making site area ready for pcc by removing of vegetation, plants,uprooting and removal of stumps, removal of slips, lanslides, de-silting, de-mucking of drain, all miscellaneous cost for compacting the ground, trimmimg,levelling, ramming, eliminate voids, boundary marking, soiling etc. | 127 | cum
2 | Providing and laying in position cement concrete of specified grade excluding the cost of centering and shuttering - All work up to plinth level : 1:1½:3 (1 Cement: 1½ coarse sand) : 3 graded stone aggregate 20 mm nominal size). Brand- Ultra Tech, Ambuja, ACC Cement, | 70 | cum
4 | Centering and shuttering including strutting, propping etc. and removal of form for : Walls (any thickness) including attached pilasters, butteresses, plinth and string courses etc | 432 | sqm
5 | 6 mm cement plaster of mix : 1:3 (1 cement : 3 fine sand) over pcc area including finishing from side bed, and top pheriphery. Brand- Ultra Tech, Ambuja, ACC Cement, also Mix with water proof sealent like DR FIXIT LW+ | 357 | sqm
6 | Demolishing cement concrete manually/ by mechanical means including disposal of material within 50 metres lead as per direction of Engineer - in - charge.Nominal concrete 1:4:8 or leaner mix (i/c equivalent design mix) | 4.5 | cum
7 | 15 mm cement plaster on the rough side of single or half brick wall of mix : 1:4 (1 cement: 4 fine sand), Brand- Ultra Tech, Ambuja, ACC Cement, also Mix with water proof sealent like DR FIXIT LW+ | 270 | sqm
8 | Clearing jungle including uprooting of rank vegetation, grass, brush wood, trees and saplings of girth up to 30 cm measured at a height of 1 m above ground level and removal of rubbish up to a distance of 50 m outside the periphery of the area cleared, making site area ready for pcc by removal of slips, lanslides, de-silting, de-mucking of drain, all miscellaneous cost for compacting the ground, trimmimg,levelling, ramming, eliminate voids, boundary marking, soiling etc. | 155 | sqm
TOTAL (Rs.)
ADD GST 18%
GRAND TOTAL (INCLUSIVE OF GST 18%) (Rs.)
IN WORDS-

## boq vender KHWANGI
Tender Inviting Authority: APPROPRIATE TECHNOLOGY INDIA
VENDOR NAME-
This BOQ Template must not be modified/replaced by the bidder and the same should be posted after filling the relevant columns, else the bidder is liable to be rejected for this tender. Bidders are allowed to enter bidder name and Rates only. *Rates should be inclusive of Material + Labour cost, any unforceseen charges, and also all the leads lifts to site with the cost of scaffholdings, shuttering required.
NAME OF WORK- REPAIR OF EXISITNG IRRIGATION CANALS AT KALPA BLOCK DISTT. KINNAUR, HIMACHAL PRADESH.
VILLAGE- KHWANGI (Estimated Head Load to site-500m Approx. )
(Moderate Repair- 200R Mt. , Minor Repair-100R Mt.)
S.NO | DESCRIPTION OF ITEM | QTY | UNIT | RATE | AMOUNT (Rs.)
1 | Providing and laying in position cement concrete of specified grade excluding the cost of centering and shuttering - All work up to plinth level : 1:1½:3 (1 Cement: 1½ coarse sand) : 3 graded stone aggregate 20 mm nominal size). Brand- Ultra Tech, Ambuja, ACC Cement, | 4.5 | cum
3 | Demolishing cement concrete manually/ by mechanical means including disposal of material within 50 metres lead as per direction of Engineer - in - charge.Nominal concrete 1:4:8 or leaner mix (i/c equivalent design mix) | 4.5 | cum
4 | 15 mm cement plaster on the rough side of single or half brick wall of mix : 1:4 (1 cement: 4 fine sand), Brand- Ultra Tech, Ambuja, ACC Cement, also Mix with water proof sealent like DR FIXIT LW+ | 360 | sqm
5 | Clearing jungle including uprooting of rank vegetation, grass, brush wood, trees and saplings of girth up to 30 cm measured at a height of 1 m above ground level and removal of rubbish up to a distance of 50 m outside the periphery of the area cleared, making site area ready for pcc by removal of slips, lanslides, de-silting, de-mucking of drain, all miscellaneous cost for compacting the ground, trimmimg,levelling, ramming, eliminate voids, boundary marking, soiling etc. | 300 | sqm
TOTAL (Rs.)
ADD GST 18%
GRAND TOTAL (INCLUSIVE OF GST 18%) (Rs.)
IN WORDS-

## boq vender KOTHI
Tender Inviting Authority: APPROPRIATE TECHNOLOGY INDIA
VENDOR NAME-
This BOQ Template must not be modified/replaced by the bidder and the same should be posted after filling the relevant columns, else the bidder is liable to be rejected for this tender. Bidders are allowed to enter bidder name and Rates only. *Rates should be inclusive of Material + Labour cost, any unforceseen charges, and also all the leads lifts to site with the cost of scaffholdings, shuttering required.
NAME OF WORK- REPAIR OF EXISITNG IRRIGATION CANALS AT KALPA BLOCK DISTT. KINNAUR, HIMACHAL PRADESH.
VILLAGE- KOTHI (Estimated Head Load to site-600m Approx. )
(Major Repair- 55R Mt.(0.60m x 0.45m), Moderate Repair- 225R Mt.
S.NO | DESCRIPTION OF ITEM | QTY | UNIT | RATE | AMOUNT (Rs.)
1 | Earthwork in excavation for structures as per drawing and technical specifications Clause 305.1 including setting out, construction of shoring and bracing, removal of stumps and other deleterious material and disposal upto a lead of 50 m, dressing of sides and bottom and backfilling in trenches with excavated suitable material. In all types of rock depth upto 3m, and making site area ready for pcc by removing of vegetation, plants,uprooting and removal of stumps, removal of slips, lanslides, de-silting, de-mucking of drain, all miscellaneous cost for compacting the ground, trimmimg,levelling, ramming, eliminate voids, boundary marking, soiling etc. | 30 | cum
2 | Providing and laying in position cement concrete of specified grade excluding the cost of centering and shuttering - All work up to plinth level : 1:1½:3 (1 Cement: 1½ coarse sand) : 3 graded stone aggregate 20 mm nominal size). Brand- Ultra Tech, Ambuja, ACC Cement, | 26.11 | cum
4 | Centering and shuttering including strutting, propping etc. and removal of form for : Walls (any thickness) including attached pilasters, butteresses, plinth and string courses etc | 99 | sqm
5 | 6 mm cement plaster of mix : 1:3 (1 cement : 3 fine sand) over pcc area including finishing from side bed, and top pheriphery. Brand- Ultra Tech, Ambuja, ACC Cement, also Mix with water proof sealent like DR FIXIT LW+ | 82.5 | sqm
6 | Removal of loose all size of boulders/rocks, obstruction, debris, from site, including lifting, loading, carriage up to 1 km and disposal at approved location complete in all respects. | 19.8 | cum
7 | Demolishing cement concrete manually/ by mechanical means including disposal of material within 50 metres lead as per direction of Engineer - in - charge.Nominal concrete 1:4:8 or leaner mix (i/c equivalent design mix) | 16.88 | cum
8 | 15 mm cement plaster on the rough side of single or half brick wall of mix : 1:4 (1 cement: 4 fine sand), Brand- Ultra Tech, Ambuja, ACC Cement, also Mix with water proof sealent like DR FIXIT LW+ | 330 | sqm
9 | Clearing jungle including uprooting of rank vegetation, grass, brush wood, trees and saplings of girth up to 30 cm measured at a height of 1 m above ground level and removal of rubbish up to a distance of 50 m outside the periphery of the area cleared, making site area ready for pcc by removal of slips, lanslides, de-silting, de-mucking of drain, all miscellaneous cost for compacting the ground, trimmimg,levelling, ramming, eliminate voids, boundary marking, soiling etc. | 225 | sqm
TOTAL (Rs.)
ADD GST 18%
GRAND TOTAL (INCLUSIVE OF GST 18%) (Rs.)
IN WORDS-

## boq vender RAANG
Tender Inviting Authority: APPROPRIATE TECHNOLOGY INDIA
VENDOR NAME-
This BOQ Template must not be modified/replaced by the bidder and the same should be posted after filling the relevant columns, else the bidder is liable to be rejected for this tender. Bidders are allowed to enter bidder name and Rates only. *Rates should be inclusive of Material + Labour cost, any unforceseen charges, and also all the leads lifts to site with the cost of scaffholdings, shuttering required.
NAME OF WORK- REPAIR OF EXISITNG IRRIGATION CANALS AT KALPA BLOCK DISTT. KINNAUR, HIMACHAL PRADESH.
VILLAGE- RAANG (Estimated Head Load to site-100m Approx. )
(Major Repair- 220R Mt.(0.60m x 0.45m), Moderate Repair- 20R Mt., Minor Repair-75R Mt.
S.NO | DESCRIPTION OF ITEM | QTY | UNIT | RATE | AMOUNT (Rs.)
1 | Earthwork in excavation for structures as per drawing and technical specifications Clause 305.1 including setting out, construction of shoring and bracing, removal of stumps and other deleterious material and disposal upto a lead of 50 m, dressing of sides and bottom and backfilling in trenches with excavated suitable material. In all types of rock depth upto 3m, and making site area ready for pcc by removing of vegetation, plants,uprooting and removal of stumps, removal of slips, lanslides, de-silting, de-mucking of drain, all miscellaneous cost for compacting the ground, trimmimg,levelling, ramming, eliminate voids, boundary marking, soiling etc. | 118.8 | cum
2 | Providing and laying in position cement concrete of specified grade excluding the cost of centering and shuttering - All work up to plinth level : 1:1½:3 (1 Cement: 1½ coarse sand) : 3 graded stone aggregate 20 mm nominal size). Brand- Ultra Tech, Ambuja, ACC Cement, | 60.3 | cum
4 | Centering and shuttering including strutting, propping etc. and removal of form for : Walls (any thickness) including attached pilasters, butteresses, plinth and string courses etc | 396 | sqm
5 | 6 mm cement plaster of mix : 1:3 (1 cement : 3 fine sand) over pcc area including finishing from side bed, and top pheriphery. Brand- Ultra Tech, Ambuja, ACC Cement, also Mix with water proof sealent like DR FIXIT LW+ | 330 | sqm
6 | Removal of loose all size of boulders/rocks, obstruction, debris, from site, including lifting, loading, carriage up to 1 km and disposal at approved location complete in all respects. | 36 | cum
7 | Demolishing cement concrete manually/ by mechanical means including disposal of material within 50 metres lead as per direction of Engineer - in - charge.Nominal concrete 1:4:8 or leaner mix (i/c equivalent design mix) | 0.9 | cum
8 | Providing and Fixing Pre cast RCC Concrete Drain Covers (600mmx600mm) | 60 | sqft
9 | 15 mm cement plaster on the rough side of single or half brick wall of mix : 1:4 (1 cement: 4 fine sand), Brand- Ultra Tech, Ambuja, ACC Cement, also Mix with water proof sealent like DR FIXIT LW+ | 117.5 | sqm
10 | Clearing jungle including uprooting of rank vegetation, grass, brush wood, trees and saplings of girth up to 30 cm measured at a height of 1 m above ground level and removal of rubbish up to a distance of 50 m outside the periphery of the area cleared, making site area ready for pcc by removal of slips, lanslides, de-silting, de-mucking of drain, all miscellaneous cost for compacting the ground, trimmimg,levelling, ramming, eliminate voids, boundary marking, soiling etc. | 95 | sqm
TOTAL (Rs.)
ADD GST 18%
GRAND TOTAL (INCLUSIVE OF GST 18%) (Rs.)
IN WORDS-

## boq vender shudharang
Tender Inviting Authority: APPROPRIATE TECHNOLOGY INDIA
VENDOR NAME-
This BOQ Template must not be modified/replaced by the bidder and the same should be posted after filling the relevant columns, else the bidder is liable to be rejected for this tender. Bidders are allowed to enter bidder name and Rates only. *Rates should be inclusive of Material + Labour cost, any unforceseen charges, and also all the leads lifts to site with the cost of scaffholdings, shuttering required.
NAME OF WORK- REPAIR OF EXISITNG IRRIGATION CANALS AT KALPA BLOCK DISTT. KINNAUR, HIMACHAL PRADESH.
VILLAGE- SHUDHARANG (Estimated Head Load to site-600m Approx. )
(Major Repair- 150R Mt.(0.60m x 0.45m),220R Mt.(0.30m x 0.30m) Moderate Repair- 70R Mt.
S.NO | DESCRIPTION OF ITEM | QTY | UNIT | RATE | AMOUNT (Rs.)
1 | Earthwork in excavation for structures as per drawing and technical specifications Clause 305.1 including setting out, construction of shoring and bracing, removal of stumps and other deleterious material and disposal upto a lead of 50 m, dressing of sides and bottom and backfilling in trenches with excavated suitable material. In all types of rock depth upto 3m, and making site area ready for pcc by removing of vegetation, plants,uprooting and removal of stumps, removal of slips, lanslides, de-silting, de-mucking of drain, all miscellaneous cost for compacting the ground, trimmimg,levelling, ramming, eliminate voids, boundary marking, soiling etc. | 140.4 | cum
2 | Providing and laying in position cement concrete of specified grade excluding the cost of centering and shuttering - All work up to plinth level : 1:1½:3 (1 Cement: 1½ coarse sand) : 3 graded stone aggregate 20 mm nominal size). Brand- Ultra Tech, Ambuja, ACC Cement, | 83.25 | cum
4 | Centering and shuttering including strutting, propping etc. and removal of form for : Walls (any thickness) including attached pilasters, butteresses, plinth and string courses etc | 534 | sqm
5 | 6 mm cement plaster of mix : 1:3 (1 cement : 3 fine sand) over pcc area including finishing from side bed, and top pheriphery. Brand- Ultra Tech, Ambuja, ACC Cement, also Mix with water proof sealent like DR FIXIT LW+ | 534 | sqm
6 | Removal of loose all size of boulders/rocks, obstruction, debris, from site, including lifting, loading, carriage up to 1 km and disposal at approved location complete in all respects. | 40 | cum
7 | Demolishing cement concrete manually/ by mechanical means including disposal of material within 50 metres lead as per direction of Engineer - in - charge.Nominal concrete 1:4:8 or leaner mix (i/c equivalent design mix) | 3.15 | cum
8 | Providing and Fixing Pre cast RCC Concrete Drain Covers (600mmx600mm) | 30 | sqft
9 | 15 mm cement plaster on the rough side of single or half brick wall of mix : 1:4 (1 cement: 4 fine sand), Brand- Ultra Tech, Ambuja, ACC Cement, also Mix with water proof sealent like DR FIXIT LW+ | 70 | sqm
10 | Clearing jungle including uprooting of rank vegetation, grass, brush wood, trees and saplings of girth up to 30 cm measured at a height of 1 m above ground level and removal of rubbish up to a distance of 50 m outside the periphery of the area cleared, making site area ready for pcc by removal of slips, lanslides, de-silting, de-mucking of drain, all miscellaneous cost for compacting the ground, trimmimg,levelling, ramming, eliminate voids, boundary marking, soiling etc. | 70 | sqm
TOTAL (Rs.)
ADD GST 18%
GRAND TOTAL (INCLUSIVE OF GST 18%) (Rs.)
IN WORDS-

## Cove Page CHITKUL (2) (hidden)
Subject: | Invitation Letter (Quotation format/ item wise Quantity chart)
Dear all
Kindly Provide final amount for repair of Irrigation Canals in Village- Chitkul, Kalpa Block, Distt- Kinnaur, Himachal Pradesh. Detail of works are attached along with this letter.
Term and conditions
1 | Rate quoted shall be inclusive of all the taxes
2 | You must have PAN number and GST registration Number issued from Income Tax applicable for Civil Construction works and should enclose copies Thereof while submitting the rates
3 | Quotation Form Shall be typed or written in ink with covering letter and shall be submitted in a sealed envelope to ensure privacy and handover to AT INDIA officials only on attached format Before
4 | The quotation shall be signed by the quotationer or authorised representative by hand.
5 | No quotation will be accepted after above mentioned time.
6 | No overwriting and using of whiteners will be allowed in quotation.
7 | The rate quoted shall clearly mention the cost of Material and labour for mentioned works.Cost shall be inclusive of Cost of labour who are going to deal with material, cost of carriage of material by labour upto a lead mentioned head load respectively, tools going to be used in the construction process and cost of scaffholdings.Cost of Material will be only paid for quality of approved material.
8 | Kindly attach contractor's Letter Head containing all details related contractor with signature and stamp at bottom.
9 | Quotations will be received in bellow mentioned address only by hand in hard-copy format or by POST will be accepted
10 | Tender committee AT INDIA reserves the right to accept/reject any/all tenders without assigning any reason whatsoever. Part or incomplete tenders will be summarily rejected. No further correspondences whatsoever shall be entertained in this regard. Canvassing in any manner shall result in rejection of the tender.
Final amount =
Final amount in Words-
Thank you
| Signature with authorized stamp of contractor | APPROPRIATE TECHNOLOGY INDIA, 179, KALYAN KUNJ, PANDITWARI, DEHRADUN, 248007,UTTRAKHAND
Note: Kindly Sign and submit only if you are accepting all the conditions mentioned above.

## D2 CARR (hidden)
NAME OF WORK- CONSTRUCTION AND REPAIRMENT OF WATER IRRIGATION CHANNELS AT KALPA BLOCK DISTT. KINNAUR, HIMACHAL PRADESH.
VILLAGE- DUNNI
D1 POINT
CARRIAGE OF MATERIALS (CIVIL WORKS)
S. NO | CODE | DESCRIPTION OF ITEM | UNIT | QUANTITY | RATE | AMOUNT | REF.
MECHANICAL CARRIAGE BY PICKUP METTALED ROAD - 12 KM
| 1.10.1 | INITIAL 1 KM
|  | For Sand and Aggregate | tonne |  | 145 | 145 | HP PWD RATES
|  | For Cement Steel | tonne |  | 160 | 160 | HP PWD RATES
| 1.10.2 | Every additional km from 2 km to 5 km |  | LEFT DISTANCE
|  | For Sand and Aggregate | tonne/km | 4 | 22 | 88 | HP PWD RATES
|  | For Cement Steel | tonne/km | 4 | 24 | 96 | HP PWD RATES
````
| 1.10.3 | Every additional km from 6 km to 20 km
|  | For Sand and Aggregate | tonne/km | 7 | 16.5 | 115.5 | HP PWD RATES
|  | For Cement Steel | tonne/km | 7 | 18 | 126 | HP PWD RATES
| 1.10.4 | Every additional km beyond 20 km
|  | For Sand and Aggregate | tonne/km |  | 12 | 0 | HP PWD RATES
|  | For Cement Steel | tonne/km |  | 13.5 | 0 | HP PWD RATES
|  |  | TOTAL RATE OF CEMENT/ STEEL |  |  | 382 | PER TONNE
|  |  | TOTAL RATE OF SAND &AGGREGATE |  |  | 348.5 | PER TONNE
S. NO | CODE | DESCRIPTION OF ITEM | UNIT | QUANTITY | RATE | AMOUNT | REF.
1 |  | TOTAL CARRIAGE OF CEMENT/ STEEL | TONNE | 19.15 | 382 | 7315.3
2 |  | TOTAL CARRIAGE SAND &AGGREGATE | TONNE | 92.56 | 348.5 | 32257.16
3 |  | LOADING CHARGES | TONNE | 111.71 | 115 | 12846.65 | HP PWD RATES
4 |  | UNLOADING CHARGES | TONNE | 111.71 | 115 | 12846.65 | HP PWD RATES
|  |  | TOTAL |  |  | 65265.76
MANUAL CARRIAGE BY HEAD LOAD - 500m
S. NO | CODE | DESCRIPTION OF ITEM | UNIT | QUANTITY | RATE | AMOUNT | REF.
| 1.25.1 | Manual Labour for 1st 50 mtr | tonne | 111.71 | 210
| 1.25.2 | Manual Labour for every additional 50mt upto 500mt | tonne | 111.71 | 585 |  | 50 mtr ke baad additional distance ko 50 se divide kr ke jitne chkkr ate hai use 65 se multiply kro wo rate ban jega
|  |  |  | Total Rate | 795 | per tonne
1 |  | Total Head Load for 500 mtr | tonne | 111.71 | 795 | 88809.45
|  |  | TOTAL |  |  | 88809.45
|  | TOTAL AMOUNT (MECHANICAL+MANUAL CARRIAGE) |  |  |  | 154075.21

## BOQ OF BUILDING (hidden)
NAME OF WORK- CONSTRUCTION OF DOG SHELTERS, STAFF QUARTERS AND OFFICE BUILDING AT SHANKARPUR, SELAQUI, DISTT. DEHRADUN
ABSTRACT OF COST ( CIVIL WORKS)
S.NO | DSR 2023 | DESCRIPTION OF ITEM | QTY | UNIT | RATE | AMOUNT
1 | 2.9.2 | Excavation work by mechanical means (Hydraulic excavator)/ manual means in foundation trenches or drains (not exceeding 1.5m in width or 10 sqm on plan), including dressing of sides and ramming of bottoms, lift upto 1.5 m, including getting out the excavated soil and disposal of surplus excavated soils as directed, within a lead of 50 m. | 1383.9625 | CUM | 1049.8 | 1452883.8325
2 | 2.25 | Filling available excavated earth (excluding rock) in trenches, plinth, sides of foundations etc. in layers not exceeding 20cm in depth, consolidating each deposited layer by ramming and watering, lead up to 50 m and lift upto 1.5 m. | 415.1887 | CUM | 196 | 81376.995
3 | 2.35.3.1 | Diluting and injecting chemical emulsion (chlorpyriphos/Lindane E.C 20% with 1% concentration) at the rate of one litre per hole at 300 mm c/c to all the horizontal and vertical surface of the excavation made for the foundation of the building, soil under floor,apron, back fill material and along all the faces of the walls for PRE-CONSTRUCTIONAL anti-termite treatment (including the cost of chemical emulsion) as per IS:6313 Part-II. (Plinth area of building shall be measurd for payment.) | 380 | SQM | 310.05 | 117819
4 | 2.27 | Supplying and filling in plinth with sand under floors, including watering, ramming, consolidating and dressing complete. | 0.284 | CUM | 2123.75 | 603.145
5 | 4.19.1.2 | M-10 grade plain cement concrete (cement content considered @ 220 kg/cum) | 74.6814 | CUM | 7598.7 | 567481.2312
6 | 5.33.1 | Providing and laying in position machine batched and machine mixed design mix M-25 grade cement concrete for reinforced cement concrete work, using cement content as per approved design mix, including pumping of concrete to site of laying but excluding the cost of centering, shuttering, finishing and reinforcement, including admixtures in recommended proportions as per IS: 9103 to accelerate, retard setting of concrete, improve workability without impairing strength and durability as per direction of Engineer-in-charge. (Note :- Cement content considered in this item is @ 330 kg/cum. Excess/ less cement used as per design mix is payable/recoverable separately). All works upto plinth level | 0 | 0 | 9504.75 | 0
7 | 5.33.2 | All works above plinth level upto floor V level | 0 | 0 | 9860.4 | 0
8 | 5.35 | Add for using extra cement in the items of design mix over and above the specified cement content therein. | 0 | QTL | 733.5 | 0
9 | 5.22.6 | Steel reinforcement for R.C.C. work including straightening, cutting, bending, placing in position and binding all complete upto plinth level. Thermo-Mechanically Treated bars of grade Fe-500D or more | 994.0436 | QTL | 10785 | 10720760.4956
10 | 5.9 | Centering and shuttering including strutting, propping etc. and removal of form for
| 5.9.1 | Foundations, footings, bases of columns, etc. for mass concrete | 134.244 | SQM | 392.15 | 52643.7846
| 5.9.5 | Lintels, beams, plinth beams, girders, bressumers and cantilevers | 1482 | SQM | 736.4 | 1091344.8
| 5.9.6 | Columns, Pillars, Piers, Abutments, Posts and Struts | 806.4 | SQM | 961.3 | 775192.32
| 5.9.20 | Suspended floors, roofs, landings, balconies and access platform with water proof ply 12 mm thick | 1170 | SQM | 1028.4 | 1203228
11 | 16.75 | Providing and laying C.C. pavement of mix M-25 with ready mixed concrete from batching plant. The ready mixed concrete shall be laid and finished with screed board vibrator , vacuum dewatering process and finally finished by floating, brooming with wire brush etc. complete as per specifications and directions of Engineer-incharge. (The panel shuttering work shall be paid for separately). (Note:- Cement content considered in this item is @ 330 kg/cum. Excess/less cement used as per design mix is payable/ recoverable separately). | 0 | CUM | 8663.05 | 0
12 | 6.4.2 | Brick work with common burnt clay F.P.S. (non modular) bricks of class designation 7.5 in superstructure above plinth level up to floor V level in all shapes and sizes in : Cement mortar 1:6 (1 cement : 6 coarse sand) | 389.3084 | CUM | 9105.95 | 3545022.3697
13 | 6.13.2 | Half brick masonry with common burnt clay F.P.S. (non modular) bricks of class designation 7.5 in superstructure above plinth level up to floor V level. Cement mortar 1:4 (1 cement :4 coarse sand) | 630 | SQM | 1123.8 | 707994
14 | 6.15 | Extra for providing and placing in position 2 Nos 6mm dia. M.S. bars at every third course of half brick masonry. | 0 | SQM | 104.8 | 0
15 | 13.1.2 | 12 mm cement plaster of mix : 1:6 (1 cement: 6 fine sand) | 1695.417 | SQM | 333.35 | 565167.257
16 | 13.2.2 | 15 mm cement plaster on the rough side of single or half brick wall of mix : 1:6 (1 cement: 6 fine sand) | 1692.645 | SQM | 383 | 648283.035
17 | 13.16.1 | 6 mm cement plaster of mix : 1:3 (1 cement : 3 fine sand) | 0 | SQM | 300.45 | 0
18 | 11.26.1 | Kota stone slab flooring over 20 mm (average) thick base laid over and jointed with grey cement slurry mixed with pigment to match the shade of the slab, including rubbing and polishing complete with base of cement mortar 1 : 4 (1 cement : 4 coarse sand) : 25 mm thick | 0 | SQM | 1948.25 | 0
19 | 11.41A.1 | Providing and laying Vitrified tiles in floor in different sizes (thickness to be specified by the manufacturer) with water absorption less than 0.08% and conforming to 1S:15622, of approved brand & manufacturer, in all colours and shade, laid on 20 mm thick cement mortar 1:4 (1 cement: 4 coarse sand) jointing with grey cement slurry @3.3 kg/sqm including grouting the joints with white cement and matching pigments etc. The tiles must be cut with the zero chipping diamond cutter only . Laying of tiles will be done with the notch trowel, plier, wedge, clips of required thickness, leveling system and rubber mallet for placing the tiles gently and easily. | 5.68 | SQM | 1453.65 | 8256.732
20 | 8.10.2 | Providing and fixing stone slab with table rubbed, edges rounded and polished, of size 75x50 cm deep and 1.8 cm thick, fixed in urinal partitions by cutting a chase of appropriate width with chase cutter and embedding the stone in the chase with epoxy grout or with cement concrete 1:2:4 (1 cement : 2 coarse sand : 4 graded stone aggregate 6 mm nominal size) as per direction of Engineer-in-charge and finished smooth. Granite Stone of approved shade | 0 | SQM | 3216.9 | 0
21 | 8.2.2.2 | Providing and fixing 18 mm thick gang saw cut, mirror polished, premoulded and prepolished, machine cut for kitchen platforms, vanity counters, window sills, facias and similar locations of required size, approved shade, colour and texture laid over 20 mm thick base cement mortar 1:4 (1 cement : 4 coarse sand), joints treated with white cement, mixed with matching pigment, epoxy touch ups, including rubbing, curing, moulding and polishing to edges to give high gloss finish etc. complete at all levels. | 18 | SQM | 5136.3 | 92453.4
22 | 8.3.1 | Providing edge moulding to 18 mm thick marble stone counters, Vanities etc., including machine polishing to edge to give high gloss finish etc. complete as per design approved by Engineer-in-Charge. Marble work | 0 | MTR | 298.6 | 0
23 | 8.5 | Extra for providing opening of required size & shape for wash basin/ kitchen sink in kitchen platform, vanity counter and similar location in marble/ Granite/ stone work, including necessary holes for pillar taps etc. including moulding, rubbing and polishing of cut edges etc. complete. | 0 | NOS | 978.7 | 0
24 | 8.31 | Providing and fixing Ist quality ceramic glazed wall tiles conforming to IS: 15622 (thickness to be specified by the manufacturer), of approved make, in all colours, shades except burgundy, bottle green, black of any size as approved by Engineer-in-Charge, in skirting, risers of steps and dados, over 12 mm thick bed of cement mortar 1:3 (1 cement : 3coarse sand) and jointing with grey cement slurry @ 3.3kg per SQM, including pointing in white cement mixed with pigment of matching shade | 0 | SQM | 1267.95 | 0
25 | 11.41.2 | Providing and laying vitrified floor tiles in different sizes (thickness to be specified by the manufacturer) with water absorption less than 0.08% and conforming to IS: 15622, of approved make, in all colours and shades, laid on 20mm thick cement mortar 1:4 (1 cement : 4 coarse sand), jointing with grey cement slurry @ 3.3 kg/ SQM including grouting the joints with white cement and matching pigments etc., complete. Size of Tile 600x600 mm | 0 | SQM | 1553.45 | 0
26 | 22.5 | Providing and laying water proofing treatment in sunken portion of WCs, bathroom etc., by applying cement slurry mixed with water proofing cement compound consisting of applying : (a) First layer of slurry of cement @ 0.488 kg/SQM mixed with water proofing cement compound @ 0.253 kg/ SQM. This layer will be allowed to air cure for 4 hours (b) Second layer of slurry of cement @ 0.242 kg/SQM mixed with water proofing cement compound @ 0.126 kg/SQM. This layer will be allowed to air cure for 4 hours followed with water curing for 48 hours. The rate includes preparation of surface, treatment and sealing of all joints, corners, junctions of pipes and masonry with polymer mixed slurry. | 22.632 | SQM | 617.05 | 13965.0756
27 | 10.14 | Providing and fixing pressed steel door frames conforming to IS: 4351, manufactured from commercial mild steel sheet of 1.60 mm thickness, including hinges, jamb, lock jamb, bead and if required angle threshold of mild steel angle of section 50x25 mm, or base ties of 1.60 mm, pressed mild steel welded or rigidly fixed together by mechanical means, including M.S. pressed butt hinges 2.5 mm thick with mortar guards, lock strike-plate and shock absorbers as specified and applying a coat of approved steel primer after pre-treatment of the surface as directed by Engineer-in-charge: 10.14.1 Profile B 10.14.1.1 Fixing with adjustable lugs with split end tail to each jamb | 12.11 | METER | 583.3 | 7063.763
28 | 9.21.1 | Providing and fixing ISI marked flush door shutters conforming to IS : 2202 (Part I) non-decorative type, core of block board construction with frame of 1st class hard wood and well matched commercial 3 ply veneering with vertical grains or cross bands and face veneers on both faces of shutters: 35 mm thick including ISI marked Stainless Steel butt hinges with necessary screws | 5.343 | SQM | 2392.65 | 12783.9289
29 | 10.29.1 | Providing & fixing fly proof wire gauze to windows, clerestory windows & doors with M.S. Flat 15x3 mm and nuts & bolts complete.Galvanised M.S. Wire gauze with 0.63 mm dia wire and 1.4 mm aperture on both sides | 2.76 | SQM | 844.7 | 2331.372
30 | 9.26 | Extra for cutting rebate in flush door shutters (Total area of the shutter to be measured). | 0 | SQM | 106.7 | 0
31 | 10.3 | Providing & fixing glass panes with putty and glazing clips in steel doors, windows, clerestory windows, all complete with :5.5 mm thick glass panes | 2.76 | SQM | 1064.65 | 2938.434
32 | 9.70.1 | Providing and fixing IS : 12817 marked stainless steel butt hinges with stainless steel screws etc. complete : 125x64x1.90 mm | 8 | NOS | 118.2 | 945.6
33 | 9.67.1 | Providing and fixing oxidised M.S. hasp and staple (safety type) conforming to IS : 363 with necessary screws etc. complete :150 mm | 2 | NOS | 33.1 | 66.2
34 | 9.64 | Providing and fixing ISI marked 85x42 mm oxidised M.S. pull bolt lock conforming to IS : 7534 with necessary screws bolts, nut and washers etc. complete. | 2 | NOS | 122.15 | 244.3
35 | 13.80 | Providing and applying white cement based putty of average thickness 1 mm, of approved brand and manufacturer, over the plastered wall surface to prepare the surface even and smooth complete.. | 3388.062 | SQM | 156.05 | 528707.0751
36 | 13.41.1 | Distempering with oil bound washable distemper of approved brand and manufacture to give an even shade. New work ( two or more coats) over and including priming Coat with cement primer complete. | 3388.062 | SQM | 185.65 | 628993.7103
37 | 13.45.1 | Finishing walls with textured exterior paint of required shade : New work (Two or more coats applied @ 3.28 ltr/10 SQM) over and including priming coat of exterior primer applied @ 2.20kg/10 SQM | 120 | SQM | 223.6 | 26832
38 | 13.62.1 | Painting with synthetic enamel paint of approved brand and manufacture of required colour to give an even shade : Two or more coats on new work over an under coat of suitable shade with ordinary paint of approved brand and manufacture | 0 | SQM | 226.25 | 0
39 | 10.25.1 | Steel work welded in built-up sections / framed work including cutting hoisting, fixing in position and applying a priming coat of approved steel primer using structural steel etc. as required. In gratings, frames, guard bar, ladders, railings, brackets, gates & similar works. | 46.494 | kg | 123.6 | 5746.6584
40 | 10.11.1 | Providing and fixing factory made ISI marked steel glazed doors, windows and ventilators, side /top /centre hung, with beading and all members such as F7D,F4B, K11 B and K12 B etc. complete of standard rolled steel sections, joints mitred and flash butt welded and sash bars tenoned and riveted, including providing and fixing of hinges, pivots, including priming coat of approved steel primer, but excluding the cost of other fittings, complete all as per approved design, (sectional weight of only steel members shall be measured for payment). Fixing with 15x3 mm lugs 10 cm long embedded in cement concrete block 15x10x10 cm of C.C. 1:3:6 (1 Cement : 3 coarsesand : 6 graded stone aggregate 20 mm nominal size) | 55.2 | kg | 131.05 | 7233.96
41 | 10.11.1 | Providing and fixing stainless steel ( Grade 304) railing made of Hollow tubes, channels, plates etc., including welding, grinding, buffing, polishing and making curvature (wherever required) and fitting the same with necessary stainless steel nuts and bolts complete, i/c fixing the railing with necessary accessories & stainless steel dash fasteners , stainless steel bolts etc., of required size, on the top of the floor or the side of waist slab with suitable arrangement as per approval of Engineer-in-charge, (for payment purpose only weight of stainless steel members shall be considered excluding fixing accessories such as nuts, bolts, fasteners etc.). | 4885.44 | kg | 131 | 639992.64
42 | 10.16.2 | Steel work in built up tubular (round, square or rectangular hollow tubes etc.) trusses etc., including cutting, hoisting, fixing in position and applying a priming coat of approved steel primer, including welding and bolted with special shaped washers etc. complete.(25x25x2) per kg 1.43 for nala cover 10.16.2 | 396.196 | KG | 194.4 | 77020.5024
43 | 16.68 | Providing and laying 60 mm thick faciory made cement concrete interlocking paver block of M -30 grade made by block making machine with strong vibratory compaction, of approved size, design & shape, laid in required colour and pattern over and including 50 mm thick compacted bed of coarse sand, filling the joints with line sand etc. all complete as per the direction of Engineer-in-charge. | 0 | SQM | 972 | 0 | 850000
[5 empty] | TOTAL | 23585375.6173

## BUILDING MSR (hidden)
NAME OF WORK- CONSTRUCTION OF DOG SHELTERS, STAFF QUARTERS AND OFFICE BUILDING AT SHANKARPUR, SELAQUI, DISTT. DEHRADUN
DETAIL OF MEASUREMENT (CIVIL WORKS)
S.NO | DSR 2023 | DESCRIPTION OF ITEM | NO'S | L | B | H | QTY | UNIT
1 | 2.9.2 | Excavation work by mechanical means (Hydraulic excavator)/ manual means in foundation trenches or drains (not exceeding 1.5m in width or 10 sqm on plan), including dressing of sides and ramming of bottoms, lift upto 1.5 m, including getting out the excavated soil and disposal of surplus excavated soils as directed, within a lead of 50 m.
|  | F1 | 6 | 8.45 | 2 | 2.5 | 253.5
|  | F2 | 1 | 8.67 | 3.5 | 2.5 | 75.8625
|  | F3 | 1 | 18 | 1.57 | 2.5 | 70.65
|  | F4 | 1 | 18 | 9.6 | 2.5 | 432
|  | F5 | 1 | 12 | 3.22 | 2.5 | 96.6
|  | F6 | 1 | 18.34 | 5 | 2.5 | 229.25
|  | F7 | 1 | 19 | 4.76 | 2.5 | 226.1
[6 empty] | TOTAL | 1383.9625 | CUM
2 | 2.25 | Filling available excavated earth (excluding rock) in trenches, plinth, sides of foundations etc. in layers not exceeding 20cm in depth, consolidating each deposited layer by ramming and watering, lead up to 50 m and lift upto 1.5 m.
|  | Qty same above item @ 30% | 1 | 1383.9625 | 0.3 |  | 415.1887
[6 empty] | TOTAL | 415.1887 | CUM
3 | 2.35.3.1 | Diluting and injecting chemical emulsion (chlorpyriphos/Lindane E.C 20% with 1% concentration) at the rate of one litre per hole at 300 mm c/c to all the horizontal and vertical surface of the excavation made for the foundation of the building, soil under floor,apron, back fill material and along all the faces of the walls for PRE-CONSTRUCTIONAL anti-termite treatment (including the cost of chemical emulsion) as per IS:6313 Part-II. (Plinth area of building shall be measurd for payment.)
|  | QTY FROM PLINTH AREA | 1 | 380 |  |  | 380
[6 empty] | TOTAL | 380 | SQM
4 | 2.27 | Supplying and filling in plinth with sand under floors, including watering, ramming, consolidating and dressing complete.
|  | QTY FROM FLOOR TILES AREA | 1 | 5.68 |  | 0.05 | 0.284
[6 empty] | TOTAL | 0.284 | CUM
5 | 4.19.1.2 | M-10 grade plain cement concrete (cement content considered @ 220 kg/cum)
|  | F1 | 6 | 8.45 | 2 | 0.1 | 10.14
|  | F2 | 1 | 8.67 | 3.5 | 0.1 | 3.0345
|  | F3 | 1 | 18 | 1.57 | 0.1 | 2.826
|  | F4 | 1 | 18 | 9.6 | 0.1 | 17.28
|  | F5 | 1 | 12 | 3.22 | 0.1 | 3.864
|  | F6 | 1 | 18.34 | 5 | 0.1 | 9.17
|  | F7 | 1 | 19 | 4.76 | 0.1 | 9.044
PB1
|  | SH | 1 | 350 | 0.3 | 0.1 | 10.5
|  | RAMP | 1 | 5.35 | 0.45 | 0.23 | 0.55372
|  |  | 1 | 9.895 | 0.45 | 0.23 | 1.0241
|  | plinth protection | 1 | 70 | 0.45 | 0.23 | 7.245
[6 empty] | TOTAL | 74.6814 | CUM
6 | 5.33.1 | Providing and laying in position machine batched and machine mixed design mix M-25 grade cement concrete for reinforced cement concrete work, using cement content as per approved design mix, including pumping of concrete to site of laying but excluding the cost of centering, shuttering, finishing and reinforcement, including admixtures in recommended proportions as per IS: 9103 to accelerate, retard setting of concrete, improve workability without impairing strength and durability as per direction of Engineer-in-charge. (Note :- Cement content considered in this item is @ 330 kg/cum. Excess/ less cement used as per design mix is payable/recoverable separately). All works upto plinth level
|  | F1 | 6 | 8.45 | 2 | 0.55 | 55.77
|  | F2 | 1 | 8.67 | 3.5 | 0.55 | 16.6898
|  | F3 | 1 | 18 | 1.57 | 0.55 | 15.543
|  | F4 | 1 | 18 | 9.6 | 0.55 | 95.04
|  | F5 | 1 | 12 | 3.22 | 0.55 | 21.252
|  | F6 | 1 | 18.34 | 5 | 0.55 | 50.435
|  | F7 | 1 | 19 | 4.76 | 0.55 | 49.742
[6 empty] | TOTAL | 304.4718 | CUM
COLUMN
|  | C1 | 112 | 0.3 | 0.3 | 0.55 | 5.544
PB1
|  |  | 1 | 380 | 0.3 | 0.45 | 51.3
7 | 5.33.2 | All works above plinth level upto floor V level
|  | COLUMN C1 | 112 | 0.3 | 0.3 | 6 | 60.48
|  | SLAB BEAM | 2 | 380 | 0.3 | 0.3 | 68.4
SLAB
|  | DOG SHELTER AREA | 2 | 575 |  | 0.15 | 172.5
8 | 5.35 | Add for using extra cement in the items of design mix over and above the specified cement content therein.
|  | TAKE 50 KG EXTRA PER CUM | 0 | 0 | 50 |  | 0
[7 empty] | 0 | KG
[6 empty] | TOTAL | 0 | QTL
9 | 5.22.6 | Steel reinforcement for R.C.C. work including straightening, cutting, bending, placing in position and binding all complete upto plinth level. Thermo-Mechanically Treated bars of grade Fe-500D or more
|  | 150KG OF RCC QTY | 1 | 662.6958 |  | 150 | 99404.3625
[7 empty] | 99404.3625 | KG
[6 empty] | TOTAL | 994.0436 | QTL
10 | 5.9 | Centering and shuttering including strutting, propping etc. and removal of form for
| 5.9.1 | Foundations, footings, bases of columns, etc. for mass concrete
|  | F1 | 6 | 20.9 |  | 0.55 | 68.97
|  | F2 | 1 | 24.34 |  | 0.55 | 13.387
|  | F3 | 1 | 39.14 |  | 0.55 | 21.527
|  | F4 | 1 | 55.2 |  | 0.55 | 30.36
|  | F5 | 1 | 30.44 |  | 0.55 | 16.742
|  | F6 | 1 | 46.68 |  | 0.55 | 25.674
|  | F7 | 1 | 47.52 |  | 0.55 | 26.136
[6 empty] | TOTAL | 134.244 | SQM
| 5.9.5 | Lintels, beams, plinth beams, girders, bressumers and cantilevers
|  | SLAB BEAM | 2 | 380 |  | 1.2 | 912
|  | PLINTH BEAM | 1 | 380 |  | 1.5 | 570
[6 empty] | TOTAL | 1482 | SQM
| 5.9.6 | Columns, Pillars, Piers, Abutments, Posts and Struts
|  |  | 112 | 1.2 |  | 6 | 806.4
[6 empty] | TOTAL | 806.4 | SQM
| 5.9.20 | Suspended floors, roofs, landings, balconies and access platform with water proof ply 12 mm thick
|  | DOG SHELTER AREA | 1 | 1170 |  |  | 1170
[6 empty] | TOTAL | 1170 | SQM
11 | 16.75 | Providing and laying C.C. pavement of mix M-25 with ready mixed concrete from batching plant. The ready mixed concrete shall be laid and finished with screed board vibrator , vacuum dewatering process and finally finished by floating, brooming with wire brush etc. complete as per specifications and directions of Engineer-incharge. (The panel shuttering work shall be paid for separately). (Note:- Cement content considered in this item is @ 330 kg/cum. Excess/less cement used as per design mix is payable/ recoverable separately). |  | Trimix Flooring
Ground floor External surface
|  |  | 0 | 20.6 | 11.6 | 0.1 | 0
|  |  | 0 | 25.58 | 8.27 | 0.1 | 0
[6 empty] | Total | 0 | CUM
12 | 6.4.2 | Brick work with common burnt clay F.P.S. (non modular) bricks of class designation 7.5 in superstructure above plinth level up to floor V level in all shapes and sizes in : Cement mortar 1:6 (1 cement : 6 coarse sand)
|  | DOG SHELTER | 1 | 360 | 0.23 | 6 | 496.8
DEDUCTIONS
|  | SHUTTER | -110 | 2 | 0.23 | 2.1 | -106.26
|  | D1 | -1 | 1.23 | 0.23 | 2.1 | -0.59409
|  | W1 | -1 | 1.8 | 0.23 | 1.54 | -0.63756
[6 empty] | TOTAL | 389.3084 | CUM
13 | 6.13.2 | Half brick masonry with common burnt clay F.P.S. (non modular) bricks of class designation 7.5 in superstructure above plinth level up to floor V level. Cement mortar 1:4 (1 cement :4 coarse sand)
|  | DOG SHELTER | 1 | 150 |  | 4.2 | 630
[6 empty] | TOTAL | 630 | SQM
14 | 6.15 | Extra for providing and placing in position 2 Nos 6mm dia. M.S. bars at every third course of half brick masonry.
|  | SAME AREA OF HALF BRICK MASONRY | 0 | 630 |  |  | 0
[6 empty] | TOTAL | 0 | SQM
15 | 13.1.2 | 12 mm cement plaster of mix : 1:6 (1 cement: 6 fine sand)
|  | DOG SHELTER | 1 | 360 |  | 6 | 2160
DEDUCTIONS
|  | SHUTTER | -110 | 2 |  | 2.1 | -462
|  | D1 | -1 | 1.23 |  | 2.1 | -2.583
[6 empty] | TOTAL | 1695.417 | SQM
16 | 13.2.2 | 15 mm cement plaster on the rough side of single or half brick wall of mix : 1:6 (1 cement: 6 fine sand)
|  | DOG SHELTER | 1 | 360 |  | 6 | 2160
DEDUCTIONS
|  | SHUTTER | -110 | 2 |  | 2.1 | -462
|  | D1 | -1 | 1.23 |  | 2.1 | -2.583
|  | W1 | -1 | 1.8 |  | 1.54 | -2.772
[7 empty] | 1692.645 | SQM
17 | 13.16.1 | 6 mm cement plaster of mix : 1:3 (1 cement : 3 fine sand)
|  | DOG SHELTER AREA | 0 | 645 |  |  | 0
|  | OFFICE BUILDING | 0 | 115 |  |  | 0
|  | STAFF QUARTERS (GF+FF) | 0 | 330 |  |  | 0
[6 empty] | TOTAL | 0 | SQM
18 | 11.26.1 | Kota stone slab flooring over 20 mm (average) thick base laid over and jointed with grey cement slurry mixed with pigment to match the shade of the slab, including rubbing and polishing complete with base of cement mortar 1 : 4 (1 cement : 4 coarse sand) : 25 mm thick
|  | DOG SHELTER AREA | 0 | 645 |  |  | 0
[6 empty] | TOTAL | 0 | SQM
19 | 11.41A.1 | Providing and laying Vitrified tiles in floor in different sizes (thickness to be specified by the manufacturer) with water absorption less than 0.08% and conforming to 1S:15622, of approved brand & manufacturer, in all colours and shade, laid on 20 mm thick cement mortar 1:4 (1 cement: 4 coarse sand) jointing with grey cement slurry @3.3 kg/sqm including grouting the joints with white cement and matching pigments etc. The tiles must be cut with the zero chipping diamond cutter only . Laying of tiles will be done with the notch trowel, plier, wedge, clips of required thickness, leveling system and rubber mallet for placing the tiles gently and easily.
|  | OFFICE BUILDING | 1 | 5.68 |  |  | 5.68
[6 empty] | Total | 5.68 | SQM
20 | 8.10.2 | Providing and fixing stone slab with table rubbed, edges rounded and polished, of size 75x50 cm deep and 1.8 cm thick, fixed in urinal partitions by cutting a chase of appropriate width with chase cutter and embedding the stone in the chase with epoxy grout or with cement concrete 1:2:4 (1 cement : 2 coarse sand : 4 graded stone aggregate 6 mm nominal size) as per direction of Engineer-in-charge and finished smooth. Granite Stone of approved shade
|  | KITCHEN COUNTER | 0 | 3 |  | 0.75 | 0
[6 empty] | Total | 0 | SQM
21 | 8.2.2.2 | Providing and fixing 18 mm thick gang saw cut, mirror polished, premoulded and prepolished, machine cut for kitchen platforms, vanity counters, window sills, facias and similar locations of required size, approved shade, colour and texture laid over 20 mm thick base cement mortar 1:4 (1 cement : 4 coarse sand), joints treated with white cement, mixed with matching pigment, epoxy touch ups, including rubbing, curing, moulding and polishing to edges to give high gloss finish etc. complete at all levels.
|  | KITCHEN COUNTER | 1 | 30 | 0.6 |  | 18
[6 empty] | TOTAL | 18 | SQM
22 | 8.3.1 | Providing edge moulding to 18 mm thick marble stone counters, Vanities etc., including machine polishing to edge to give high gloss finish etc. complete as per design approved by Engineer-in-Charge. Marble work
|  |  | 0 | 30 |  |  | 0
[6 empty] | TOTAL | 0 | MTR
23 | 8.5 | Extra for providing opening of required size & shape for wash basin/ kitchen sink in kitchen platform, vanity counter and similar location in marble/ Granite/ stone work, including necessary holes for pillar taps etc. including moulding, rubbing and polishing of cut edges etc. complete.
|  |  | 0 | 2 |  |  | 0
|  |  | 0 | 4 |  |  | 0
[6 empty] | TOTAL | 0 | NOS
24 | 8.31 | Providing and fixing Ist quality ceramic glazed wall tiles conforming to IS: 15622 (thickness to be specified by the manufacturer), of approved make, in all colours, shades except burgundy, bottle green, black of any size as approved by Engineer-in-Charge, in skirting, risers of steps and dados, over 12 mm thick bed of cement mortar 1:3 (1 cement : 3coarse sand) and jointing with grey cement slurry @ 3.3kg per SQM, including pointing in white cement mixed with pigment of matching shade
|  | TOILET AREA STAFF QUARTER | 0 | 1.23 | 3 |  | 0
|  |  | 0 | 1.84 | 3 |  | 0
|  | TOILET AREA OFFICE BUILDING | 0 | 1.11 | 3 |  | 0
|  |  | 0 | 2 | 3 |  | 0
[6 empty] | TOTAL | 0 | SQM
25 | 11.41.2 | Providing and laying vitrified floor tiles in different sizes (thickness to be specified by the manufacturer) with water absorption less than 0.08% and conforming to IS: 15622, of approved make, in all colours and shades, laid on 20mm thick cement mortar 1:4 (1 cement : 4 coarse sand), jointing with grey cement slurry @ 3.3 kg/ SQM including grouting the joints with white cement and matching pigments etc., complete. Size of Tile 600x600 mm
|  | TOILET AREA STAFF QUARTER | 0 | 1.23 | 1.84 |  | 0
|  | TOILET AREA OFFICE BUILDING | 0 | 1.11 | 2 |  | 0
[6 empty] | TOTAL | 0 | SQM
26 | 22.5 | Providing and laying water proofing treatment in sunken portion of WCs, bathroom etc., by applying cement slurry mixed with water proofing cement compound consisting of applying : (a) First layer of slurry of cement @ 0.488 kg/SQM mixed with water proofing cement compound @ 0.253 kg/ SQM. This layer will be allowed to air cure for 4 hours (b) Second layer of slurry of cement @ 0.242 kg/SQM mixed with water proofing cement compound @ 0.126 kg/SQM. This layer will be allowed to air cure for 4 hours followed with water curing for 48 hours. The rate includes preparation of surface, treatment and sealing of all joints, corners, junctions of pipes and masonry with polymer mixed slurry.
|  | TOILET AREA STAFF QUARTER | 10 | 1.23 | 1.84 |  | 22.632
|  | TOILET AREA OFFICE BUILDING | 0 | 1.11 | 2 |  | 0
[6 empty] | TOTAL | 22.632 | SQM
27 | 10.14 | Providing and fixing pressed steel door frames conforming to IS: 4351, manufactured from commercial mild steel sheet of 1.60 mm thickness, including hinges, jamb, lock jamb, bead and if required angle threshold of mild steel angle of section 50x25 mm, or base ties of 1.60 mm, pressed mild steel welded or rigidly fixed together by mechanical means, including M.S. pressed butt hinges 2.5 mm thick with mortar guards, lock strike-plate and shock absorbers as specified and applying a coat of approved steel primer after pre-treatment of the surface as directed by Engineer-in-charge: 10.14.1 Profile B 10.14.1.1 Fixing with adjustable lugs with split end tail to each jamb
|  | D1 | 1 | 5.43 |  |  | 5.43
|  | W1 | 1 | 6.68 |  |  | 6.68
[6 empty] | Total | 12.11 | METER
28 | 9.21.1 | Providing and fixing ISI marked flush door shutters conforming to IS : 2202 (Part I) non-decorative type, core of block board construction with frame of 1st class hard wood and well matched commercial 3 ply veneering with vertical grains or cross bands and face veneers on both faces of shutters: 35 mm thick including ISI marked Stainless Steel butt hinges with necessary screws
|  | D1 | 1 | 1.23 |  | 2.1 | 2.583
|  | W1 | 1 | 1.84 |  | 1.5 | 2.76
[6 empty] | Total | 5.343 | SQM
29 | 10.29.1 | Providing & fixing fly proof wire gauze to windows, clerestory windows & doors with M.S. Flat 15x3 mm and nuts & bolts complete.Galvanised M.S. Wire gauze with 0.63 mm dia wire and 1.4 mm aperture on both sides
WINDOWS @ ALL FLOOR
|  | W1 | 1 | 1.84 |  | 1.5 | 2.76
[6 empty] | TOTAL | 2.76 | SQM
30 | 9.26 | Extra for cutting rebate in flush door shutters (Total area of the shutter to be measured).
|  | D1 | 0 | 1.23 |  | 2.1 | 0
|  | D2 | 0 | 0.76 |  | 2.1 | 0
|  | D3 | 0 | 1.5 |  | 2.1 | 0
|  | D4 | 0 | 0.92 |  | 2.1 | 0
|  | W1 | 0 | 1.5 |  | 1.5 | 0
|  | W2 | 0 | 1.85 |  | 1.5 | 0
|  | V1 | 0 | 0.6 |  | 0.6 | 0
[6 empty] | Total | 0 | SQM
31 | 10.3 | Providing & fixing glass panes with putty and glazing clips in steel doors, windows, clerestory windows, all complete with :5.5 mm thick glass panes
WINDOWS @ ALL FLOOR
|  | W1 | 1 | 1.84 |  | 1.5 | 2.76
[6 empty] | TOTAL | 2.76 | SQM
32 | 9.70.1 | Providing and fixing IS : 12817 marked stainless steel butt hinges with stainless steel screws etc. complete : 125x64x1.90 mm
|  | D1 | 1 | 4 |  |  | 4
|  | W1 | 1 | 4 |  |  | 4
[6 empty] | TOTAL | 8 | NOS
33 | 9.67.1 | Providing and fixing oxidised M.S. hasp and staple (safety type) conforming to IS : 363 with necessary screws etc. complete :150 mm
|  | D1 | 1 | 2 |  |  | 2
[6 empty] | TOTAL | 2 | NOS
34 | 9.64 | Providing and fixing ISI marked 85x42 mm oxidised M.S. pull bolt lock conforming to IS : 7534 with necessary screws bolts, nut and washers etc. complete.
|  | toilet | 1 | 2 |  |  | 2
[6 empty] | TOTAL | 2 | NOS
35 | 13.80 | Providing and applying white cement based putty of average thickness 1 mm, of approved brand and manufacturer, over the plastered wall surface to prepare the surface even and smooth complete..
|  |  | 1 | 3388.062 |  |  | 3388.062
[6 empty] | Total | 3388.062 | SQM
36 | 13.41.1 | Distempering with oil bound washable distemper of approved brand and manufacture to give an even shade. New work ( two or more coats) over and including priming Coat with cement primer complete.
|  | Same area of plaster qty | 1 | 3388.062 |  |  | 3388.062
[6 empty] | Total | 3388.062 | SQM
37 | 13.45.1 | Finishing walls with textured exterior paint of required shade : New work (Two or more coats applied @ 3.28 ltr/10 SQM) over and including priming coat of exterior primer applied @ 2.20kg/10 SQM
|  | DOG SHELTER | 1 | 20 |  | 6 | 120
[6 empty] | Total | 120 | SQM
38 | 13.62.1 | Painting with synthetic enamel paint of approved brand and manufacture of required colour to give an even shade : Two or more coats on new work over an under coat of suitable shade with ordinary paint of approved brand and manufacture
|  | FLUSH DOORS 2.40 TIMES | 0 | 0 |  | 2.4 | 0
|  | WINDOW & GRILL 2.0 TIMES | 0 | 0 |  | 2 | 0
|  | ROLLING SHUTTERS 2.20 TIMES | 0 | 0 |  | 2.2 | 0
[6 empty] | Total | 0 | SQM
39 | 10.25.1 | Steel work welded in built-up sections / framed work including cutting hoisting, fixing in position and applying a priming coat of approved steel primer using structural steel etc. as required. In gratings, frames, guard bar, ladders, railings, brackets, gates & similar works.
|  | qty from door frame | 1 | 2.583 |  |  | 2.583
[6 empty] | Total | 2.583 | SQM
KG/SQM
|  | At 18.0 kg per SQM | 1 | 2.583 | 18 |  | 46.494
[6 empty] | Total | 46.494 | kg
40 | 10.11.1 | Providing and fixing factory made ISI marked steel glazed doors, windows and ventilators, side /top /centre hung, with beading and all members such as F7D,F4B, K11 B and K12 B etc. complete of standard rolled steel sections, joints mitred and flash butt welded and sash bars tenoned and riveted, including providing and fixing of hinges, pivots, including priming coat of approved steel primer, but excluding the cost of other fittings, complete all as per approved design, (sectional weight of only steel members shall be measured for payment). Fixing with 15x3 mm lugs 10 cm long embedded in cement concrete block 15x10x10 cm of C.C. 1:3:6 (1 Cement : 3 coarsesand : 6 graded stone aggregate 20 mm nominal size)
|  | qty from window area | 1 | 2.76 |  |  | 2.76
[6 empty] | TOTAL | 2.76 | SQM
KG/SQM
|  | At 20.00 Kg per SQM | 1 | 2.76 | 20 |  | 55.2
[6 empty] | total | 55.2 | kg
41 | 10.25.2 | Providing and fixing stainless steel ( Grade 304) railing made of Hollow tubes, channels, plates etc., including welding, grinding, buffing, polishing and making curvature (wherever required) and fitting the same with necessary stainless steel nuts and bolts complete, i/c fixing the railing with necessary accessories & stainless steel dash fasteners , stainless steel bolts etc., of required size, on the top of the floor or the side of waist slab with suitable arrangement as per approval of Engineer-in-charge, (for payment purpose only weight of stainless steel members shall be considered excluding fixing accessories such as nuts, bolts, fasteners etc.). |  |  | WGT/M
SHUTTERS IN FRONY OF DOG SHELTER
|  | 25*25mm POST S.S. HOLLOW SECTION | 6 | 1 | 2.04 |  | 12.24
|  | 30*30mm S.S. SECTION | 2 | 1 | 2.51 |  | 5.02
|  | 30*30mm S.S. SECTION | 2 | 2 | 2.51 |  | 10.04
|  | 25*25mm POST S.S. HOLLOW SECTION | 4 | 2 | 2.04 |  | 16.32
[7 empty] | 43.62 | KG
[5 empty] | FOR 110 SHUTTERS |  | 4798.2 | KG
[6 empty] | TOTAL | 4885.44 | KG
42 | 10.16.2 | Steel work in built up tubular (round, square or rectangular hollow tubes etc.) trusses etc., including cutting, hoisting, fixing in position and applying a priming coat of approved steel primer, including welding and bolted with special shaped washers etc. complete.(25x25x2) per kg 1.43 for nala cover 10.16.2
FOR MAIN GATE
|  | ISB 66X33X4.8 @ 6.27kg/m | 1 | 14.8 |  |  | 14.8 | RM
[7 empty] | 92.796 | KG
|  | SHS 49.5X49.5X4.5 @5.5kg/m | 12 | 1.9 |  |  | 22.8 | RM
[7 empty] | 125.4 | KG
|  |  | 6 | 3.6 |  |  | 21.6 | RM
[7 empty] | 118.8 | KG
[6 empty] | TOTAL | 396.196 | KG
43 | 16.68 | Providing and laying 60 mm thick faciory made cement concrete interlocking paver block of M -30 grade made by block making machine with strong vibratory compaction, of approved size, design & shape, laid in required colour and pattern over and including 50 mm thick compacted bed of coarse sand, filling the joints with line sand etc. all complete as per the direction of Engineer-in-charge.
|  | WALKING AREA | 0 | 1010 |  |  | 0 | SQM
[6 empty] | TOTAL | 0 | SQM

## BOQ OF BUILDING (2) (hidden)
NAME OF WORK- CONSTRUCTION OF NEW COMMUNITY CENTRE AND ANGANWADI BHAWAN AT WARD NO. 79, BHARUWALA, DIST. DEHRADUN
ABSTRACT OF COST ( CIVIL WORKS)
S.NO | DSR 2023 | DESCRIPTION OF ITEM | QTY | UNIT | RATE | AMOUNT
1 | 2.9.2 | Excavation work by mechanical means (Hydraulic excavator)/ manual means in foundation trenches or drains (not exceeding 1.5m in width or 10 sqm on plan), including dressing of sides and ramming of bottoms, lift upto 1.5 m, including getting out the excavated soil and disposal of surplus excavated soils as directed, within a lead of 50 m. | 456 | CUM | 1049.8 | 478708.8
2 | 2.25 | Filling available excavated earth (excluding rock) in trenches, plinth, sides of foundations etc. in layers not exceeding 20cm in depth, consolidating each deposited layer by ramming and watering, lead up to 50 m and lift upto 1.5 m. | 136.8 | CUM | 196 | 26812.8
3 | 2.35.3.1 | Diluting and injecting chemical emulsion (chlorpyriphos/Lindane E.C 20% with 1% concentration) at the rate of one litre per hole at 300 mm c/c to all the horizontal and vertical surface of the excavation made for the foundation of the building, soil under floor,apron, back fill material and along all the faces of the walls for PRE-CONSTRUCTIONAL anti-termite treatment (including the cost of chemical emulsion) as per IS:6313 Part-II. (Plinth area of building shall be measurd for payment.) | 130 | SQM | 310.05 | 40306.5
4 | 2.27 | Supplying and filling in plinth with sand under floors, including watering, ramming, consolidating and dressing complete. | 14.5 | CUM | 2123.75 | 30794.375
5 | 4.19.1.2 | M-10 grade plain cement concrete (cement content considered @ 220 kg/cum) | 35.5229 | CUM | 7598.7 | 269927.5373
6 | 5.33.1 | Providing and laying in position machine batched and machine mixed design mix M-25 grade cement concrete for reinforced cement concrete work, using cement content as per approved design mix, including pumping of concrete to site of laying but excluding the cost of centering, shuttering, finishing and reinforcement, including admixtures in recommended proportions as per IS: 9103 to accelerate, retard setting of concrete, improve workability without impairing strength and durability as per direction of Engineer-in-charge. (Note :- Cement content considered in this item is @ 330 kg/cum. Excess/ less cement used as per design mix is payable/recoverable separately). All works upto plinth level | 82.4885 | CUM | 9504.75 | 784032.5704
7 | 5.33.2 | All works above plinth level upto floor V level | 90.12 | 0 | 9860.4 | 888619.248
8 | 5.35 | Add for using extra cement in the items of design mix over and above the specified cement content therein. | 86.3043 | QTL | 733.5 | 63304.1674
9 | 5.22.6 | Steel reinforcement for R.C.C. work including straightening, cutting, bending, placing in position and binding all complete upto plinth level. Thermo-Mechanically Treated bars of grade Fe-500D or more | 258.9127 | QTL | 10785 | 2792374.0087
10 | 5.9 | Centering and shuttering including strutting, propping etc. and removal of form for
| 5.9.1 | Foundations, footings, bases of columns, etc. for mass concrete | 101.2 | SQM | 392.15 | 39685.58
| 5.9.5 | Lintels, beams, plinth beams, girders, bressumers and cantilevers | 516 | SQM | 736.4 | 379982.4
| 5.9.6 | Columns, Pillars, Piers, Abutments, Posts and Struts | 165.6 | SQM | 961.3 | 159191.28
| 5.9.20 | Suspended floors, roofs, landings, balconies and access platform with water proof ply 12 mm thick | 290 | SQM | 1028.4 | 298236
11 | 16.75 | Providing and laying C.C. pavement of mix M-25 with ready mixed concrete from batching plant. The ready mixed concrete shall be laid and finished with screed board vibrator , vacuum dewatering process and finally finished by floating, brooming with wire brush etc. complete as per specifications and directions of Engineer-incharge. (The panel shuttering work shall be paid for separately). (Note:- Cement content considered in this item is @ 330 kg/cum. Excess/less cement used as per design mix is payable/ recoverable separately). | 0 | CUM | 8663.05 | 0
12 | 6.4.2 | Brick work with common burnt clay F.P.S. (non modular) bricks of class designation 7.5 in superstructure above plinth level up to floor V level in all shapes and sizes in : Cement mortar 1:6 (1 cement : 6 coarse sand) | 69.5299 | CUM | 9105.95 | 633135.975
13 | 6.13.2 | Half brick masonry with common burnt clay F.P.S. (non modular) bricks of class designation 7.5 in superstructure above plinth level up to floor V level. Cement mortar 1:4 (1 cement :4 coarse sand) | 210 | SQM | 1123.8 | 235998
14 | 6.15 | Extra for providing and placing in position 2 Nos 6mm dia. M.S. bars at every third course of half brick masonry. | 0 | SQM | 104.8 | 0
15 | 13.1.2 | 12 mm cement plaster of mix : 1:6 (1 cement: 6 fine sand) | 1171.524 | SQM | 333.35 | 390527.5254
16 | 13.2.2 | 15 mm cement plaster on the rough side of single or half brick wall of mix : 1:6 (1 cement: 6 fine sand) | 60 | SQM | 383 | 22980
17 | 13.16.1 | 6 mm cement plaster of mix : 1:3 (1 cement : 3 fine sand) | 290 | SQM | 300.45 | 87130.5
18 | 11.26.1 | Kota stone slab flooring over 20 mm (average) thick base laid over and jointed with grey cement slurry mixed with pigment to match the shade of the slab, including rubbing and polishing complete with base of cement mortar 1 : 4 (1 cement : 4 coarse sand) : 25 mm thick | 0 | SQM | 1948.25 | 0
19 | 11.41A.1 | Providing and laying Vitrified tiles in floor in different sizes (thickness to be specified by the manufacturer) with water absorption less than 0.08% and conforming to 1S:15622, of approved brand & manufacturer, in all colours and shade, laid on 20 mm thick cement mortar 1:4 (1 cement: 4 coarse sand) jointing with grey cement slurry @3.3 kg/sqm including grouting the joints with white cement and matching pigments etc. The tiles must be cut with the zero chipping diamond cutter only . Laying of tiles will be done with the notch trowel, plier, wedge, clips of required thickness, leveling system and rubber mallet for placing the tiles gently and easily. | 290 | SQM | 1453.65 | 421558.5
20 | 8.10.2 | Providing and fixing stone slab with table rubbed, edges rounded and polished, of size 75x50 cm deep and 1.8 cm thick, fixed in urinal partitions by cutting a chase of appropriate width with chase cutter and embedding the stone in the chase with epoxy grout or with cement concrete 1:2:4 (1 cement : 2 coarse sand : 4 graded stone aggregate 6 mm nominal size) as per direction of Engineer-in-charge and finished smooth. Granite Stone of approved shade | 0 | SQM | 3216.9 | 0
21 | 8.2.2.2 | Providing and fixing 18 mm thick gang saw cut, mirror polished, premoulded and prepolished, machine cut for kitchen platforms, vanity counters, window sills, facias and similar locations of required size, approved shade, colour and texture laid over 20 mm thick base cement mortar 1:4 (1 cement : 4 coarse sand), joints treated with white cement, mixed with matching pigment, epoxy touch ups, including rubbing, curing, moulding and polishing to edges to give high gloss finish etc. complete at all levels. | 18 | SQM | 5136.3 | 92453.4
22 | 8.3.1 | Providing edge moulding to 18 mm thick marble stone counters, Vanities etc., including machine polishing to edge to give high gloss finish etc. complete as per design approved by Engineer-in-Charge. Marble work | 30 | MTR | 298.6 | 8958
23 | 8.5 | Extra for providing opening of required size & shape for wash basin/ kitchen sink in kitchen platform, vanity counter and similar location in marble/ Granite/ stone work, including necessary holes for pillar taps etc. including moulding, rubbing and polishing of cut edges etc. complete. | 2 | NOS | 978.7 | 1957.4
24 | 8.31 | Providing and fixing Ist quality ceramic glazed wall tiles conforming to IS: 15622 (thickness to be specified by the manufacturer), of approved make, in all colours, shades except burgundy, bottle green, black of any size as approved by Engineer-in-Charge, in skirting, risers of steps and dados, over 12 mm thick bed of cement mortar 1:3 (1 cement : 3coarse sand) and jointing with grey cement slurry @ 3.3kg per SQM, including pointing in white cement mixed with pigment of matching shade | 86.4 | SQM | 1267.95 | 109550.88
25 | 11.41.2 | Providing and laying vitrified floor tiles in different sizes (thickness to be specified by the manufacturer) with water absorption less than 0.08% and conforming to IS: 15622, of approved make, in all colours and shades, laid on 20mm thick cement mortar 1:4 (1 cement : 4 coarse sand), jointing with grey cement slurry @ 3.3 kg/ SQM including grouting the joints with white cement and matching pigments etc., complete. Size of Tile 600x600 mm | 0 | SQM | 1553.45 | 0
26 | 22.5 | Providing and laying water proofing treatment in sunken portion of WCs, bathroom etc., by applying cement slurry mixed with water proofing cement compound consisting of applying : (a) First layer of slurry of cement @ 0.488 kg/SQM mixed with water proofing cement compound @ 0.253 kg/ SQM. This layer will be allowed to air cure for 4 hours (b) Second layer of slurry of cement @ 0.242 kg/SQM mixed with water proofing cement compound @ 0.126 kg/SQM. This layer will be allowed to air cure for 4 hours followed with water curing for 48 hours. The rate includes preparation of surface, treatment and sealing of all joints, corners, junctions of pipes and masonry with polymer mixed slurry. | 10 | SQM | 617.05 | 6170.5
27 | 10.14 | Providing and fixing pressed steel door frames conforming to IS: 4351, manufactured from commercial mild steel sheet of 1.60 mm thickness, including hinges, jamb, lock jamb, bead and if required angle threshold of mild steel angle of section 50x25 mm, or base ties of 1.60 mm, pressed mild steel welded or rigidly fixed together by mechanical means, including M.S. pressed butt hinges 2.5 mm thick with mortar guards, lock strike-plate and shock absorbers as specified and applying a coat of approved steel primer after pre-treatment of the surface as directed by Engineer-in-charge: 10.14.1 Profile B 10.14.1.1 Fixing with adjustable lugs with split end tail to each jamb | 200 | METER | 583.3 | 116660
28 | 9.21.1 | Providing and fixing ISI marked flush door shutters conforming to IS : 2202 (Part I) non-decorative type, core of block board construction with frame of 1st class hard wood and well matched commercial 3 ply veneering with vertical grains or cross bands and face veneers on both faces of shutters: 35 mm thick including ISI marked Stainless Steel butt hinges with necessary screws | 87.696 | SQM | 2392.65 | 209825.8344
29 | 10.29.1 | Providing & fixing fly proof wire gauze to windows, clerestory windows & doors with M.S. Flat 15x3 mm and nuts & bolts complete.Galvanised M.S. Wire gauze with 0.63 mm dia wire and 1.4 mm aperture on both sides | 59.22 | SQM | 844.7 | 50023.134
30 | 9.26 | Extra for cutting rebate in flush door shutters (Total area of the shutter to be measured). | 87.696 | SQM | 106.7 | 9357.1632
31 | 10.3 | Providing & fixing glass panes with putty and glazing clips in steel doors, windows, clerestory windows, all complete with :5.5 mm thick glass panes | 59.22 | SQM | 1064.65 | 63048.573
32 | 9.70.1 | Providing and fixing IS : 12817 marked stainless steel butt hinges with stainless steel screws etc. complete : 125x64x1.90 mm | 48 | NOS | 118.2 | 5673.6
33 | 9.67.1 | Providing and fixing oxidised M.S. hasp and staple (safety type) conforming to IS : 363 with necessary screws etc. complete :150 mm | 24 | NOS | 33.1 | 794.4
34 | 9.64 | Providing and fixing ISI marked 85x42 mm oxidised M.S. pull bolt lock conforming to IS : 7534 with necessary screws bolts, nut and washers etc. complete. | 8 | NOS | 122.15 | 977.2
35 | 13.80 | Providing and applying white cement based putty of average thickness 1 mm, of approved brand and manufacturer, over the plastered wall surface to prepare the surface even and smooth complete.. | 1521.524 | SQM | 156.05 | 237433.8202
36 | 13.41.1 | Distempering with oil bound washable distemper of approved brand and manufacture to give an even shade. New work ( two or more coats) over and including priming Coat with cement primer complete. | 1521.524 | SQM | 185.65 | 282470.9306
37 | 13.45.1 | Finishing walls with textured exterior paint of required shade : New work (Two or more coats applied @ 3.28 ltr/10 SQM) over and including priming coat of exterior primer applied @ 2.20kg/10 SQM | 300 | SQM | 223.6 | 67080
38 | 13.62.1 | Painting with synthetic enamel paint of approved brand and manufacture of required colour to give an even shade : Two or more coats on new work over an under coat of suitable shade with ordinary paint of approved brand and manufacture | 186.7824 | SQM | 226.25 | 42259.518
39 | 10.25.1 | Steel work welded in built-up sections / framed work including cutting hoisting, fixing in position and applying a priming coat of approved steel primer using structural steel etc. as required. In gratings, frames, guard bar, ladders, railings, brackets, gates & similar works. | 512.568 | kg | 123.6 | 63353.4048
40 | 10.11.1 | Providing and fixing factory made ISI marked steel glazed doors, windows and ventilators, side /top /centre hung, with beading and all members such as F7D,F4B, K11 B and K12 B etc. complete of standard rolled steel sections, joints mitred and flash butt welded and sash bars tenoned and riveted, including providing and fixing of hinges, pivots, including priming coat of approved steel primer, but excluding the cost of other fittings, complete all as per approved design, (sectional weight of only steel members shall be measured for payment). Fixing with 15x3 mm lugs 10 cm long embedded in cement concrete block 15x10x10 cm of C.C. 1:3:6 (1 Cement : 3 coarsesand : 6 graded stone aggregate 20 mm nominal size) | 1184.4 | kg | 131.05 | 155215.62
41 | 10.11.1 | Providing and fixing stainless steel ( Grade 304) railing made of Hollow tubes, channels, plates etc., including welding, grinding, buffing, polishing and making curvature (wherever required) and fitting the same with necessary stainless steel nuts and bolts complete, i/c fixing the railing with necessary accessories & stainless steel dash fasteners , stainless steel bolts etc., of required size, on the top of the floor or the side of waist slab with suitable arrangement as per approval of Engineer-in-charge, (for payment purpose only weight of stainless steel members shall be considered excluding fixing accessories such as nuts, bolts, fasteners etc.). | 0 | kg | 131 | 0
42 | 10.16.2 | Steel work in built up tubular (round, square or rectangular hollow tubes etc.) trusses etc., including cutting, hoisting, fixing in position and applying a priming coat of approved steel primer, including welding and bolted with special shaped washers etc. complete.(25x25x2) per kg 1.43 for nala cover 10.16.2 | 396.196 | KG | 194.4 | 77020.5024
43 | 16.68 | Providing and laying 60 mm thick faciory made cement concrete interlocking paver block of M -30 grade made by block making machine with strong vibratory compaction, of approved size, design & shape, laid in required colour and pattern over and including 50 mm thick compacted bed of coarse sand, filling the joints with line sand etc. all complete as per the direction of Engineer-in-charge. | 35 | SQM | 972 | 34020
44 | 15.7.4 | Demolishing brick work manually/ by mechanical means including stacking of serviceable material and disposal of unserviceable material within 50 metres lead as per direction of Engineer-in-charge. | 111.32 | CUM | 2060.2 | 229341.464
45 | 15.3 | Demolishing R.C.C. work manually/ by mechanical means including stacking of steel bars and disposal of unserviceable material within 50 metres lead as per direction of Engineer - in- charge. | 29.925 | CUM | 3551.25 | 106271.1562
46 | 15.12.2 | Dismantling doors, windows and clerestory windows (steel or wood) shutter including chowkhats, architrave, holdfasts etc. complete and stacking within 50 metres lead : | 16 | EACH | 502.75 | 8044
[5 empty] | TOTAL | 10013222.2681

## BUILDING MSR (2) (hidden)
NAME OF WORK- CONSTRUCTION OF NEW COMMUNITY CENTRE AND ANGANWADI BHAWAN AT WARD NO. 79, BHARUWALA, DIST. DEHRADUN
DETAIL OF MEASUREMENT (CIVIL WORKS)
S.NO | DSR 2023 | DESCRIPTION OF ITEM | NO'S | L | B | H | QTY | UNIT
1 | 2.9.2 | Excavation work by mechanical means (Hydraulic excavator)/ manual means in foundation trenches or drains (not exceeding 1.5m in width or 10 sqm on plan), including dressing of sides and ramming of bottoms, lift upto 1.5 m, including getting out the excavated soil and disposal of surplus excavated soils as directed, within a lead of 50 m.
|  | F1 | 17 | 3 | 3 | 2 | 306
|  | F2 | 3 | 5 | 5 | 2 | 150
[6 empty] | TOTAL | 456 | CUM
2 | 2.25 | Filling available excavated earth (excluding rock) in trenches, plinth, sides of foundations etc. in layers not exceeding 20cm in depth, consolidating each deposited layer by ramming and watering, lead up to 50 m and lift upto 1.5 m.
|  | Qty same above item @ 30% | 1 | 456 | 0.3 |  | 136.8
[6 empty] | TOTAL | 136.8 | CUM
3 | 2.35.3.1 | Diluting and injecting chemical emulsion (chlorpyriphos/Lindane E.C 20% with 1% concentration) at the rate of one litre per hole at 300 mm c/c to all the horizontal and vertical surface of the excavation made for the foundation of the building, soil under floor,apron, back fill material and along all the faces of the walls for PRE-CONSTRUCTIONAL anti-termite treatment (including the cost of chemical emulsion) as per IS:6313 Part-II. (Plinth area of building shall be measurd for payment.)
|  | QTY FROM PLINTH AREA | 1 | 130 |  |  | 130
[6 empty] | TOTAL | 130 | SQM
4 | 2.27 | Supplying and filling in plinth with sand under floors, including watering, ramming, consolidating and dressing complete.
|  | QTY FROM FLOOR TILES AREA | 1 | 290 |  | 0.05 | 14.5
[6 empty] | TOTAL | 14.5 | CUM
5 | 4.19.1.2 | M-10 grade plain cement concrete (cement content considered @ 220 kg/cum)
|  | F1 | 17 | 3 | 3 | 0.1 | 15.3
|  | F2 | 3 | 5 | 5 | 0.1 | 7.5
PB1
|  | SH | 1 | 130 | 0.3 | 0.1 | 3.9
|  | RAMP | 1 | 5.35 | 0.45 | 0.23 | 0.55372
|  |  | 1 | 9.895 | 0.45 | 0.23 | 1.0241
|  | plinth protection | 1 | 70 | 0.45 | 0.23 | 7.245
[6 empty] | TOTAL | 35.5229 | CUM
6 | 5.33.1 | Providing and laying in position machine batched and machine mixed design mix M-25 grade cement concrete for reinforced cement concrete work, using cement content as per approved design mix, including pumping of concrete to site of laying but excluding the cost of centering, shuttering, finishing and reinforcement, including admixtures in recommended proportions as per IS: 9103 to accelerate, retard setting of concrete, improve workability without impairing strength and durability as per direction of Engineer-in-charge. (Note :- Cement content considered in this item is @ 330 kg/cum. Excess/ less cement used as per design mix is payable/recoverable separately). All works upto plinth level
|  | F1 | 17 | 2 | 2 | 0.55 | 37.4
|  | F2 | 3 | 4 | 4 | 0.55 | 26.4
[6 empty] | TOTAL | 63.8 | CUM
COLUMN
|  | C1 | 23 | 0.3 | 0.3 | 0.55 | 1.1385
PB1
|  |  | 1 | 130 | 0.3 | 0.45 | 17.55
[6 empty] | TOTAL | 82.4885 | CUM
7 | 5.33.2 | All works above plinth level upto floor V level
|  | COLUMN C1 | 23 | 0.3 | 0.3 | 6 | 12.42
|  | SLAB BEAM (G+1) | 2 | 150 | 0.3 | 0.38 | 34.2
SLAB
|  | GROUND +FIRST+AH GROUND | 1 | 290 |  | 0.15 | 43.5
[6 empty] | TOTAL | 90.12 | CUM
8 | 5.35 | Add for using extra cement in the items of design mix over and above the specified cement content therein.
|  | TAKE 50 KG EXTRA PER CUM | 1 | 172.6085 | 50 |  | 8630.425
[7 empty] | 8630.425 | KG
[6 empty] | TOTAL | 86.3043 | QTL
9 | 5.22.6 | Steel reinforcement for R.C.C. work including straightening, cutting, bending, placing in position and binding all complete upto plinth level. Thermo-Mechanically Treated bars of grade Fe-500D or more
|  | 150KG OF RCC QTY | 1 | 172.6085 |  | 150 | 25891.275
[7 empty] | 25891.275 | KG
[6 empty] | TOTAL | 258.9127 | QTL
10 | 5.9 | Centering and shuttering including strutting, propping etc. and removal of form for
| 5.9.1 | Foundations, footings, bases of columns, etc. for mass concrete
|  | F1 | 17 | 8 |  | 0.55 | 74.8
|  | F2 | 3 | 16 |  | 0.55 | 26.4
[6 empty] | TOTAL | 101.2 | SQM
| 5.9.5 | Lintels, beams, plinth beams, girders, bressumers and cantilevers
|  | SLAB BEAM | 2 | 150 |  | 1.2 | 360
|  | PLINTH BEAM | 1 | 130 |  | 1.2 | 156
[6 empty] | TOTAL | 516 | SQM
| 5.9.6 | Columns, Pillars, Piers, Abutments, Posts and Struts
|  |  | 23 | 1.2 |  | 6 | 165.6
[6 empty] | TOTAL | 165.6 | SQM
| 5.9.20 | Suspended floors, roofs, landings, balconies and access platform with water proof ply 12 mm thick
|  | BUILDING+ AW ROOF | 1 | 290 |  |  | 290
[6 empty] | TOTAL | 290 | SQM
11 | 16.75 | Providing and laying C.C. pavement of mix M-25 with ready mixed concrete from batching plant. The ready mixed concrete shall be laid and finished with screed board vibrator , vacuum dewatering process and finally finished by floating, brooming with wire brush etc. complete as per specifications and directions of Engineer-incharge. (The panel shuttering work shall be paid for separately). (Note:- Cement content considered in this item is @ 330 kg/cum. Excess/less cement used as per design mix is payable/ recoverable separately). |  | Trimix Flooring
Ground floor External surface
|  |  | 0 | 20.6 | 11.6 | 0.1 | 0
|  |  | 0 | 25.58 | 8.27 | 0.1 | 0
[6 empty] | Total | 0 | CUM
12 | 6.4.2 | Brick work with common burnt clay F.P.S. (non modular) bricks of class designation 7.5 in superstructure above plinth level up to floor V level in all shapes and sizes in : Cement mortar 1:6 (1 cement : 6 coarse sand)
|  | building+anganwadi centre | 1 | 130 | 0.23 | 3 | 89.7
DEDUCTIONS
|  | D1 | -6 | 1 | 0.23 | 2.1 | -2.898
|  | D2 | -6 | 0.76 | 0.23 | 2.1 | -2.2025
|  | D3 | -2 | 1.5 | 0.23 | 2.1 | -1.449
|  | W1 | -13 | 1.8 | 0.23 | 2.1 | -11.3022
|  | W2 | -2 | 2.4 | 0.23 | 2.1 | -2.3184
[6 empty] | TOTAL | 69.5299 | CUM
13 | 6.13.2 | Half brick masonry with common burnt clay F.P.S. (non modular) bricks of class designation 7.5 in superstructure above plinth level up to floor V level. Cement mortar 1:4 (1 cement :4 coarse sand)
|  | building | 1 | 50 |  | 3 | 150
|  | paraphet wall terrace floor | 1 | 50 |  | 1 | 50
|  | paraphet wall first floor | 1 | 10 |  | 1 | 10
[6 empty] | TOTAL | 210 | SQM
14 | 6.15 | Extra for providing and placing in position 2 Nos 6mm dia. M.S. bars at every third course of half brick masonry.
|  | SAME AREA OF HALF BRICK MASONRY | 0 | 210 |  |  | 0
[6 empty] | TOTAL | 0 | SQM
15 | 13.1.2 | 12 mm cement plaster of mix : 1:6 (1 cement: 6 fine sand)
|  | building+anganwadi centre | 2 | 130 |  | 3 | 780
|  |  | 2 | 50 |  | 3 | 300
|  | paraphet wall first+ terrace floor | 2 | 60 |  | 1 | 120
DEDUCTIONS
|  | D1 | -6 | 1 |  | 2.1 | -12.6
|  | D2 | -6 | 0.76 |  | 2.1 | -9.576
|  | D3 | -2 | 1.5 |  | 2.1 | -6.3
|  | W1 | -13 | 1.8 |  | 2.1 | -49.14
|  | W2 | -2 | 2.4 |  | 2.1 | -10.08
[6 empty] | TOTAL | 1171.524 | SQM
16 | 13.2.2 | 15 mm cement plaster on the rough side of single or half brick wall of mix : 1:6 (1 cement: 6 fine sand)
|  | building+anganwadi centre | 1 | 20 |  | 3 | 60
|  |  | 0 | 50 |  | 3 | 0
[7 empty] | 60 | SQM
17 | 13.16.1 | 6 mm cement plaster of mix : 1:3 (1 cement : 3 fine sand)
|  | building+anganwadi centre | 1 | 290 |  |  | 290
[6 empty] | TOTAL | 290 | SQM
18 | 11.26.1 | Kota stone slab flooring over 20 mm (average) thick base laid over and jointed with grey cement slurry mixed with pigment to match the shade of the slab, including rubbing and polishing complete with base of cement mortar 1 : 4 (1 cement : 4 coarse sand) : 25 mm thick
|  |  | 0 | 645 |  |  | 0
[6 empty] | TOTAL | 0 | SQM
19 | 11.41A.1 | Providing and laying Vitrified tiles in floor in different sizes (thickness to be specified by the manufacturer) with water absorption less than 0.08% and conforming to 1S:15622, of approved brand & manufacturer, in all colours and shade, laid on 20 mm thick cement mortar 1:4 (1 cement: 4 coarse sand) jointing with grey cement slurry @3.3 kg/sqm including grouting the joints with white cement and matching pigments etc. The tiles must be cut with the zero chipping diamond cutter only . Laying of tiles will be done with the notch trowel, plier, wedge, clips of required thickness, leveling system and rubber mallet for placing the tiles gently and easily.
|  | OFFICE BUILDING | 1 | 290 |  |  | 290
[6 empty] | Total | 290 | SQM
20 | 8.10.2 | Providing and fixing stone slab with table rubbed, edges rounded and polished, of size 75x50 cm deep and 1.8 cm thick, fixed in urinal partitions by cutting a chase of appropriate width with chase cutter and embedding the stone in the chase with epoxy grout or with cement concrete 1:2:4 (1 cement : 2 coarse sand : 4 graded stone aggregate 6 mm nominal size) as per direction of Engineer-in-charge and finished smooth. Granite Stone of approved shade
|  | KITCHEN COUNTER | 0 | 3 |  | 0.75 | 0
[6 empty] | Total | 0 | SQM
21 | 8.2.2.2 | Providing and fixing 18 mm thick gang saw cut, mirror polished, premoulded and prepolished, machine cut for kitchen platforms, vanity counters, window sills, facias and similar locations of required size, approved shade, colour and texture laid over 20 mm thick base cement mortar 1:4 (1 cement : 4 coarse sand), joints treated with white cement, mixed with matching pigment, epoxy touch ups, including rubbing, curing, moulding and polishing to edges to give high gloss finish etc. complete at all levels.
|  | KITCHEN COUNTER | 1 | 30 | 0.6 |  | 18
[6 empty] | TOTAL | 18 | SQM
22 | 8.3.1 | Providing edge moulding to 18 mm thick marble stone counters, Vanities etc., including machine polishing to edge to give high gloss finish etc. complete as per design approved by Engineer-in-Charge. Marble work
|  |  | 1 | 30 |  |  | 30
[6 empty] | TOTAL | 30 | MTR
23 | 8.5 | Extra for providing opening of required size & shape for wash basin/ kitchen sink in kitchen platform, vanity counter and similar location in marble/ Granite/ stone work, including necessary holes for pillar taps etc. including moulding, rubbing and polishing of cut edges etc. complete.
|  |  | 1 | 2 |  |  | 2
|  |  | 0 | 4 |  |  | 0
[6 empty] | TOTAL | 2 | NOS
24 | 8.31 | Providing and fixing Ist quality ceramic glazed wall tiles conforming to IS: 15622 (thickness to be specified by the manufacturer), of approved make, in all colours, shades except burgundy, bottle green, black of any size as approved by Engineer-in-Charge, in skirting, risers of steps and dados, over 12 mm thick bed of cement mortar 1:3 (1 cement : 3coarse sand) and jointing with grey cement slurry @ 3.3kg per SQM, including pointing in white cement mixed with pigment of matching shade
|  | TOILET GF | 4 | 2.1 | 3 |  | 25.2
|  |  | 4 | 1.5 | 3 |  | 18
|  | TOILET FF | 4 | 2.1 | 3 |  | 25.2
|  |  | 4 | 1.5 | 3 |  | 18
[6 empty] | TOTAL | 86.4 | SQM
25 | 11.41.2 | Providing and laying vitrified floor tiles in different sizes (thickness to be specified by the manufacturer) with water absorption less than 0.08% and conforming to IS: 15622, of approved make, in all colours and shades, laid on 20mm thick cement mortar 1:4 (1 cement : 4 coarse sand), jointing with grey cement slurry @ 3.3 kg/ SQM including grouting the joints with white cement and matching pigments etc., complete. Size of Tile 600x600 mm
|  |  | 0 | 1.23 | 1.84 |  | 0
|  |  | 0 | 1.11 | 2 |  | 0
[6 empty] | TOTAL | 0 | SQM
26 | 22.5 | Providing and laying water proofing treatment in sunken portion of WCs, bathroom etc., by applying cement slurry mixed with water proofing cement compound consisting of applying : (a) First layer of slurry of cement @ 0.488 kg/SQM mixed with water proofing cement compound @ 0.253 kg/ SQM. This layer will be allowed to air cure for 4 hours (b) Second layer of slurry of cement @ 0.242 kg/SQM mixed with water proofing cement compound @ 0.126 kg/SQM. This layer will be allowed to air cure for 4 hours followed with water curing for 48 hours. The rate includes preparation of surface, treatment and sealing of all joints, corners, junctions of pipes and masonry with polymer mixed slurry.
|  | TOILET AREA | 1 | 10 | 1 |  | 10
[6 empty] | TOTAL | 10 | SQM
27 | 10.14 | Providing and fixing pressed steel door frames conforming to IS: 4351, manufactured from commercial mild steel sheet of 1.60 mm thickness, including hinges, jamb, lock jamb, bead and if required angle threshold of mild steel angle of section 50x25 mm, or base ties of 1.60 mm, pressed mild steel welded or rigidly fixed together by mechanical means, including M.S. pressed butt hinges 2.5 mm thick with mortar guards, lock strike-plate and shock absorbers as specified and applying a coat of approved steel primer after pre-treatment of the surface as directed by Engineer-in-charge: 10.14.1 Profile B 10.14.1.1 Fixing with adjustable lugs with split end tail to each jamb
|  | DOOR AND WINDOWS | 1 | 200 |  |  | 200
[6 empty] | Total | 200 | METER
28 | 9.21.1 | Providing and fixing ISI marked flush door shutters conforming to IS : 2202 (Part I) non-decorative type, core of block board construction with frame of 1st class hard wood and well matched commercial 3 ply veneering with vertical grains or cross bands and face veneers on both faces of shutters: 35 mm thick including ISI marked Stainless Steel butt hinges with necessary screws
|  | D1 | 6 | 1 |  | 2.1 | 12.6
|  | D2 | 6 | 0.76 |  | 2.1 | 9.576
|  | D3 | 2 | 1.5 |  | 2.1 | 6.3
|  | W1 | 13 | 1.8 |  | 2.1 | 49.14
|  | W2 | 2 | 2.4 |  | 2.1 | 10.08
[6 empty] | Total | 87.696 | SQM
29 | 10.29.1 | Providing & fixing fly proof wire gauze to windows, clerestory windows & doors with M.S. Flat 15x3 mm and nuts & bolts complete.Galvanised M.S. Wire gauze with 0.63 mm dia wire and 1.4 mm aperture on both sides
WINDOWS @ ALL FLOOR
|  | W1 | 13 | 1.8 |  | 2.1 | 49.14
|  | W2 | 2 | 2.4 |  | 2.1 | 10.08
[6 empty] | TOTAL | 59.22 | SQM
30 | 9.26 | Extra for cutting rebate in flush door shutters (Total area of the shutter to be measured).
|  | D1 | 6 | 1 |  | 2.1 | 12.6
|  | D2 | 6 | 0.76 |  | 2.1 | 9.576
|  | D3 | 2 | 1.5 |  | 2.1 | 6.3
|  | W1 | 13 | 1.8 |  | 2.1 | 49.14
|  | W2 | 2 | 2.4 |  | 2.1 | 10.08
[6 empty] | Total | 87.696 | SQM
31 | 10.3 | Providing & fixing glass panes with putty and glazing clips in steel doors, windows, clerestory windows, all complete with :5.5 mm thick glass panes
WINDOWS @ ALL FLOOR
|  | W1 | 13 | 1.8 |  | 2.1 | 49.14
|  | W2 | 2 | 2.4 |  | 2.1 | 10.08
[6 empty] | TOTAL | 59.22 | SQM
32 | 9.70.1 | Providing and fixing IS : 12817 marked stainless steel butt hinges with stainless steel screws etc. complete : 125x64x1.90 mm
|  | D1 | 6 | 4 |  |  | 24
|  | D2 | 6 | 4 |  |  | 24
[6 empty] | TOTAL | 48 | NOS
33 | 9.67.1 | Providing and fixing oxidised M.S. hasp and staple (safety type) conforming to IS : 363 with necessary screws etc. complete :150 mm
|  | D1 | 6 | 2 |  |  | 12
|  | D2 | 6 | 2 |  |  | 12
[6 empty] | TOTAL | 24 | NOS
34 | 9.64 | Providing and fixing ISI marked 85x42 mm oxidised M.S. pull bolt lock conforming to IS : 7534 with necessary screws bolts, nut and washers etc. complete.
|  | toilet | 4 | 2 |  |  | 8
[6 empty] | TOTAL | 8 | NOS
35 | 13.80 | Providing and applying white cement based putty of average thickness 1 mm, of approved brand and manufacturer, over the plastered wall surface to prepare the surface even and smooth complete..
|  |  | 1 | 1521.524 |  |  | 1521.524
[6 empty] | Total | 1521.524 | SQM
36 | 13.41.1 | Distempering with oil bound washable distemper of approved brand and manufacture to give an even shade. New work ( two or more coats) over and including priming Coat with cement primer complete.
|  | Same area of plaster qty | 1 | 1521.524 |  |  | 1521.524
[6 empty] | Total | 1521.524 | SQM
37 | 13.45.1 | Finishing walls with textured exterior paint of required shade : New work (Two or more coats applied @ 3.28 ltr/10 SQM) over and including priming coat of exterior primer applied @ 2.20kg/10 SQM
|  | DOG SHELTER | 1 | 50 |  | 6 | 300
[6 empty] | Total | 300 | SQM
38 | 13.62.1 | Painting with synthetic enamel paint of approved brand and manufacture of required colour to give an even shade : Two or more coats on new work over an under coat of suitable shade with ordinary paint of approved brand and manufacture
|  | FLUSH DOORS 2.40 TIMES | 1 | 28.476 |  | 2.4 | 68.3424
|  | WINDOW & GRILL 2.0 TIMES | 1 | 59.22 |  | 2 | 118.44
[6 empty] | Total | 186.7824 | SQM
39 | 10.25.1 | Steel work welded in built-up sections / framed work including cutting hoisting, fixing in position and applying a priming coat of approved steel primer using structural steel etc. as required. In gratings, frames, guard bar, ladders, railings, brackets, gates & similar works.
|  | qty from door frame | 1 | 28.476 |  |  | 28.476
[6 empty] | Total | 28.476 | SQM
KG/SQM
|  | At 18.0 kg per SQM | 1 | 28.476 | 18 |  | 512.568
[6 empty] | Total | 512.568 | kg
40 | 10.11.1 | Providing and fixing factory made ISI marked steel glazed doors, windows and ventilators, side /top /centre hung, with beading and all members such as F7D,F4B, K11 B and K12 B etc. complete of standard rolled steel sections, joints mitred and flash butt welded and sash bars tenoned and riveted, including providing and fixing of hinges, pivots, including priming coat of approved steel primer, but excluding the cost of other fittings, complete all as per approved design, (sectional weight of only steel members shall be measured for payment). Fixing with 15x3 mm lugs 10 cm long embedded in cement concrete block 15x10x10 cm of C.C. 1:3:6 (1 Cement : 3 coarsesand : 6 graded stone aggregate 20 mm nominal size)
|  | qty from window area | 1 | 59.22 |  |  | 59.22
[6 empty] | TOTAL | 59.22 | SQM
KG/SQM
|  | At 20.00 Kg per SQM | 1 | 59.22 | 20 |  | 1184.4
[6 empty] | TOTAL | 1184.4 | kg
41 | 10.25.2 | Providing and fixing stainless steel ( Grade 304) railing made of Hollow tubes, channels, plates etc., including welding, grinding, buffing, polishing and making curvature (wherever required) and fitting the same with necessary stainless steel nuts and bolts complete, i/c fixing the railing with necessary accessories & stainless steel dash fasteners , stainless steel bolts etc., of required size, on the top of the floor or the side of waist slab with suitable arrangement as per approval of Engineer-in-charge, (for payment purpose only weight of stainless steel members shall be considered excluding fixing accessories such as nuts, bolts, fasteners etc.). |  |  | WGT/M
|  | 25*25mm POST S.S. HOLLOW SECTION | 0 | 1 | 2.04 |  | 0
|  | 30*30mm S.S. SECTION | 0 | 1 | 2.51 |  | 0
|  | 30*30mm S.S. SECTION | 0 | 2 | 2.51 |  | 0
|  | 25*25mm POST S.S. HOLLOW SECTION | 0 | 2 | 2.04 |  | 0
[7 empty] | 0 | KG
[5 empty] | FOR 110 SHUTTERS |  | 0 | KG
[6 empty] | TOTAL | 0 | KG
42 | 10.16.2 | Steel work in built up tubular (round, square or rectangular hollow tubes etc.) trusses etc., including cutting, hoisting, fixing in position and applying a priming coat of approved steel primer, including welding and bolted with special shaped washers etc. complete.(25x25x2) per kg 1.43 for nala cover 10.16.2
FOR MAIN GATE
|  | ISB 66X33X4.8 @ 6.27kg/m | 1 | 14.8 |  |  | 14.8 | RM
[7 empty] | 92.796 | KG
|  | SHS 49.5X49.5X4.5 @5.5kg/m | 12 | 1.9 |  |  | 22.8 | RM
[7 empty] | 125.4 | KG
|  |  | 6 | 3.6 |  |  | 21.6 | RM
[7 empty] | 118.8 | KG
[6 empty] | TOTAL | 396.196 | KG
43 | 16.68 | Providing and laying 60 mm thick faciory made cement concrete interlocking paver block of M -30 grade made by block making machine with strong vibratory compaction, of approved size, design & shape, laid in required colour and pattern over and including 50 mm thick compacted bed of coarse sand, filling the joints with line sand etc. all complete as per the direction of Engineer-in-charge.
|  | WALKING AREA | 1 | 35 |  |  | 35 | SQM
[6 empty] | TOTAL | 35 | SQM
44 | 15.7.4 | Demolishing brick work manually/ by mechanical means including stacking of serviceable material and disposal of unserviceable material within 50 metres lead as per direction of Engineer-in-charge.
|  | EXISITING STRUCTURE | 2 | 15 | 0.23 | 4 | 27.6
|  |  | 2 | 12 | 0.23 | 4 | 22.08
|  |  | 4 | 12 | 0.23 | 4 | 44.16
|  | EXISTING ANGANWADI | 2 | 6.5 | 0.23 | 4 | 11.96
|  |  | 2 | 3 | 0.23 | 4 | 5.52
[6 empty] | TOTAL | 111.32 | CUM
45 | 15.3 | Demolishing R.C.C. work manually/ by mechanical means including stacking of steel bars and disposal of unserviceable material within 50 metres lead as per direction of Engineer - in- charge.
|  | EXISITING STRUCTURE | 1 | 15 | 12 | 0.15 | 27
|  | EXISTING ANGANWADI | 1 | 6.5 | 3 | 0.15 | 2.925
[6 empty] | TOTAL | 29.925 | CUM
46 | 15.12.2 | Dismantling doors, windows and clerestory windows (steel or wood) shutter including chowkhats, architrave, holdfasts etc. complete and stacking within 50 metres lead :
|  | EXISITING STRUCTURE | 1 | 10 |  |  | 10
|  | EXISTING ANGANWADI | 1 | 6 |  |  | 6
[6 empty] | TOTAL | 16 | EACH

## BOQ GEM ITEMS (hidden)
NAME OF WORK- CONSTRUCTION OF NEW COMMUNITY CENTRE AND ANGANWADI BHAWAN AT WARD NO. 79, BHARUWALA, DIST. DEHRADUN
BILL OF QUANTITY
S.No. | Description | Quantity | Units | Item no. | Rate | Amount
1 | Providing and fixing indoor FAN SIZE 1200MM | 20 | NO. | MR | 1369 | 27380
2 | Providing and fixing EXHAUST FAN SIZE 9 INCH | 10 | NO. | MR | 727 | 7270
3 | Providing and fixing INDOOR LED CEILING LIGHT 12WATT | 50 | NO. | MR | 188 | 9400
4 | Providing and fixing INDOOR CERAMIC INDIAN STYLE TOILET SEAT SIZE- 20 INCH WIDE WHITE COLOUR | 4 | NO. | MR | 570 | 2280
5 | Providing and fixing INDOOR CERAMIC WASH BASIN COUNTER TYPE- PEDASTRIAL | 4 | NO. | MR | 1711 | 6844
6 | Providing and fixing INDOOR SINGLE BOWL KITCHEN SINK WITH DRAIN | 1 | NO. | MR | 1084 | 1084
[5 empty] | TOTAL | 54258

## GEM COMPARITIVE (hidden)
NAME OF WORK- CONSTRUCTION OF NEW COMMUNITY CENTRE AND ANGANWADI BHAWAN AT WARD NO. 79, BHARUWALA, DIST. DEHRADUN
COMPARITIVE SHEET OF MARKET RATE ITEMS (GEM ITEMS)
S.No. | ITEM | UNIT | NAME OF SUPPLIER /MAKER |  |  | MIN RAATE
|  |  | UNISON HOME APPLIANCE | AMAFLIP IPL | BHAGWATI ELECTRICALS
1 | Providing and fixing indoor FAN SIZE 1200MM | 1SET | 960 | 1200 | 2050 | 960
|  |  | POWER PRIME INDUSTRIES | HARISON INDUSTIRES | RS ELECTRICALS
2 | Providing and fixing EXHAUST FAN SIZE 9 INCH | 1SET | 510 | 650 | 980 | 510
|  |  | I SMART INDUSTRIES | RM LIGHTS | AMBER TRADING COMP.
3 | Providing and fixing INDOOR LED CEILING LIGHT 12WATT | 1SET | 132 | 150 | 450 | 132
|  |  | AJ SALES COOPERATION | SHREE RADHEY SHYAM TILES | JAI SAMBHAV INDUSTRIES
4 | Providing and fixing INDOOR CERAMIC INDIAN STYLE TOILET SEAT SIZE- 20 INCH WIDE WHITE COLOUR | 1SET | 400 | 500 | 4500 | 400
|  |  | BV POLY INDUSTRIES | HOMEWORKS | AMANAT SANITARY STORE
5 | Providing and fixing INDOOR CERAMIC WASH BASIN COUNTER TYPE- PEDASTRIAL | 1SET | 1200 | 1500 | 2000 | 1200
|  |  | SHIVAM SANITATION | SHREE KANY SHAM TILES | BLUESTAR SANITARY INDUSTRIES
6 | Providing and fixing INDOOR SINGLE BOWL KITCHEN SINK WITH DRAIN | 1SET | 760 | 800 | 1000 | 760

## analysis (3) (hidden)
NAME OF WORK- CONSTRUCTION OF NEW COMMUNITY CENTRE AND ANGANWADI BHAWAN AT WARD NO. 79, BHARUWALA, DIST. DEHRADUN
ANALYSIS OF RATES
1 | Providing and fixing indoor FAN SIZE 1200MM
|  | 1 | sqft | @ | 960 | 960
| Add for GST @ 18% |  |  |  | 18% | 172.8
[5 empty] | Sub Total | 1132.8
| Add for accessories for fixing & mounting @2% |  |  |  | 2% | 22.656
[5 empty] | Sub Total | 1155.456
| Add for Labour Charge @1% |  |  |  | 1% | 11.5546
[5 empty] | Sub Total | 1167.0106
| Add for Cartage@1% |  |  |  | 1% | 11.6701
[5 empty] | Sub Total | 1178.6807
| Over Head & Profit @ 15% |  |  |  | 15% | 176.8021
[5 empty] | Sub Total | 1355.4828
| Labour Cess @ 1% |  |  |  | 1% | 13.5548
[5 empty] | G.Total | 1369.0376
[5 empty] | Say | 1369
ANALYSIS OF RATES
2 | Providing and fixing EXHAUST FAN SIZE 9 INCH
|  | 1 | sqft | @ | 510 | 510
| Add for GST @ 18% |  |  |  | 18% | 91.8
[5 empty] | Sub Total | 601.8
| Add for accessories for fixing & mounting @2% |  |  |  | 2% | 12.036
[5 empty] | Sub Total | 613.836
| Add for Labour Charge @1% |  |  |  | 1% | 6.1384
[5 empty] | Sub Total | 619.9744
| Add for Cartage@1% |  |  |  | 1% | 6.1997
[5 empty] | Sub Total | 626.1741
| Over Head & Profit @ 15% |  |  |  | 15% | 93.9261
[5 empty] | Sub Total | 720.1002
| Labour Cess @ 1% |  |  |  | 1% | 7.201
[5 empty] | G.Total | 727.3012
[5 empty] | Say | 727
ANALYSIS OF RATES
3 | Providing and fixing INDOOR LED CEILING LIGHT 12WATT
|  | 1 | sqft | @ | 132 | 132
| Add for GST @ 18% |  |  |  | 18% | 23.76
[5 empty] | Sub Total | 155.76
| Add for accessories for fixing & mounting @2% |  |  |  | 2% | 3.1152
[5 empty] | Sub Total | 158.8752
| Add for Labour Charge @1% |  |  |  | 1% | 1.5888
[5 empty] | Sub Total | 160.464
| Add for Cartage@1% |  |  |  | 1% | 1.6046
[5 empty] | Sub Total | 162.0686
| Over Head & Profit @ 15% |  |  |  | 15% | 24.3103
[5 empty] | Sub Total | 186.3789
| Labour Cess @ 1% |  |  |  | 1% | 1.8638
[5 empty] | G.Total | 188.2427
[5 empty] | Say | 188
ANALYSIS OF RATES
4 | Providing and fixing INDOOR CERAMIC INDIAN STYLE TOILET SEAT SIZE- 20 INCH WIDE WHITE COLOUR
|  | 1 | sqft | @ | 400 | 400
| Add for GST @ 18% |  |  |  | 18% | 72
[5 empty] | Sub Total | 472
| Add for accessories for fixing & mounting @2% |  |  |  | 2% | 9.44
[5 empty] | Sub Total | 481.44
| Add for Labour Charge @1% |  |  |  | 1% | 4.8144
[5 empty] | Sub Total | 486.2544
| Add for Cartage@1% |  |  |  | 1% | 4.8625
[5 empty] | Sub Total | 491.1169
| Over Head & Profit @ 15% |  |  |  | 15% | 73.6675
[5 empty] | Sub Total | 564.7845
| Labour Cess @ 1% |  |  |  | 1% | 5.6478
[5 empty] | G.Total | 570.4323
[5 empty] | Say | 570
ANALYSIS OF RATES
5 | Providing and fixing INDOOR CERAMIC WASH BASIN COUNTER TYPE- PEDASTRIAL
|  | 1 | sqft | @ | 1200 | 1200
| Add for GST @ 18% |  |  |  | 18% | 216
[5 empty] | Sub Total | 1416
| Add for accessories for fixing & mounting @2% |  |  |  | 2% | 28.32
[5 empty] | Sub Total | 1444.32
| Add for Labour Charge @1% |  |  |  | 1% | 14.4432
[5 empty] | Sub Total | 1458.7632
| Add for Cartage@1% |  |  |  | 1% | 14.5876
[5 empty] | Sub Total | 1473.3508
| Over Head & Profit @ 15% |  |  |  | 15% | 221.0026
[5 empty] | Sub Total | 1694.3535
| Labour Cess @ 1% |  |  |  | 1% | 16.9435
[5 empty] | G.Total | 1711.297
[5 empty] | Say | 1711
ANALYSIS OF RATES
6 | Providing and fixing INDOOR SINGLE BOWL KITCHEN SINK WITH DRAIN
|  | 1 | sqft | @ | 760 | 760
| Add for GST @ 18% |  |  |  | 18% | 136.8
[5 empty] | Sub Total | 896.8
| Add for accessories for fixing & mounting @2% |  |  |  | 2% | 17.936
[5 empty] | Sub Total | 914.736
| Add for Labour Charge @1% |  |  |  | 1% | 9.1474
[5 empty] | Sub Total | 923.8834
| Add for Cartage@1% |  |  |  | 1% | 9.2388
[5 empty] | Sub Total | 933.1222
| Over Head & Profit @ 15% |  |  |  | 15% | 139.9683
[5 empty] | Sub Total | 1073.0905
| Labour Cess @ 1% |  |  |  | 1% | 10.7309
[5 empty] | G.Total | 1083.8214
[5 empty] | Say | 1084

## ABS-ELEC (hidden)
NAME OF WORK- CONSTRUCTION OF NEW COMMUNITY CENTRE AND ANGANWADI BHAWAN AT WARD NO. 79, BHARUWALA, DIST. DEHRADUN
ABSTRACT OF COST (INTERNAL ELECTRIFICATION WORK )
S.N. | DSR E&M 2022 | DESCRIPTION | QTY | UNIT | RATE | AMOUNT
SUB HEAD - I SCHEDULED ITEMS
WIRING
1 | 1.10) | WGSTLPT Point wiring in PVC conduit, with modular type switch.
Wiring for light point/ fan point/ exhaust fan point/ call bell point with 1.5 sq.mm FRLS PVC insulated copper conductor single core cable in surface / recessed medium class PVC conduit, with modular switch, modular plate, suitable GI box and earthing the point with 1.5 sq.mm. FRLS PVC insulated copper conductor single core cable etc. as required.
| (1.10.3) | Group C | 90 | Point | 1467 | 132030
2 | 1.11) | WGSTLMIDTC Twin Control point wiring in PVC conduit, with modular type switch:
|  | Wiring for twin control light point with 1.5 sq.mm FR PVC insulated copper conductor single core cable in surface / recessed medium class PVC conduit, 2 way modular switch, modular plate, suitable GI box and earthing the point with 1.5 sq.mm. FR PVC insulated copper conductor single core cable etc as required. | 50 | Point | 1562 | 78100
3 | 1.12) | WGSTLPP2 Power plug wiring in PVC conduit (2x4 sq. mm)
|  | Wiring for light/power plug with 2x4 sq.mm FR PVC insulated copper conductor single core cable in surface/ recessed steel conduit alongwith 1 No 4 sq. mm FR PVC insulated copper conductor single core cable for loop earthing as required. | 100 | Mtr. | 334 | 33400
4 | 1.14) | WGSTLSB Circuit/ submain wiring in PVC conduit:
Wiring fir curcuit/ submain wiring alongwith earth wire the following sizes of FR PVC insulated copper conductor, single core cable in surface/ recessed steel conduit as required.
| (1.14.2) | 2 X 2.5 sq. mm + 1 X 2.5 sq. mm earth wire | 50 | Mtr. | 275 | 13750
| (1.14.9) | 4 X 6 sq. mm + 2 X 6 sq. mm earth wire | 50 | Mtr. | 754 | 37700
| (1.14.10) | 4 X 10 sq. mm + 2 X 6 sq. mm earth wire | 50 | Mtr. | 1005 | 50250
5 | (1.18.) | TLWGEC Telephone wiring in PVC conduit:
Supplying and drawing following pair 0.5 mm dia FRLS PVC insulated annealed copper conductor, unarmored telephone cable in the existing surface/ recessed steel/ PVC conduit as required.
| (1.18.2) | 2 Pair | 20 | Mtr. | 38 | 760
6 | 1.21) | PVCCON S/F PVC conduit:
Supplying and fixing of following sizes of PVC conduit along with accessories in surface / recess including painting in case of surface conduit, or cuttting the wall and making good the same in case of recessed conduit as required.
| (1.21.2) | 25 mm | 50 | Mtr. | 256 | 12800
7 | 1.22) | MB S/F metal boxes:
Supplying and fixing metal box of following sizes (nominal size) on surface or in recess with suitable size of phenolic laminated sheet cover in front including painting etc as required.
| (1.22.1) | 75 mm X 75 mm X 60 mm deep | 50 | Each | 178 | 8900
8 | 1.24) | PTSWEB S/F modular type switch/ socket:
Supplying and fixing following modular switch/ socket on the existing modular plate & switch box including connections but excluding modular plate etc. as required.
| (1.24.1) | 5/6 amps switch | 15 | Each | 103 | 1545
| (1.24.4) | 3 pin 5/6 amp socket outlet | 15 | Each | 122 | 1830
| (1.24.6) | Telephone socket outlet | 15 | Each | 148 | 2220
9 | 1.25) | MODFREB S/F modular type electronic fan regulator:
|  | Supplying and fixing two module stepped type electronic fan regulator on the existing modular plate switch box including connections but excluding modular plate etc. as required. | 20 | Each | 369 | 7380
10 | 1.31) | LPACCPT S/F light plug point modular type accessories:
|  | Supplying and fixing suitable size GI box with modular plate and cover in front on surface or in recess, including providing and fixing 3 pin 5/6 amps modular socket outlet and 5/6 amps modular switch, connection etc. as required. (For light plugs to be used in non residential buildings). | 20 | Each | 477 | 9540
11 | 1.32) | PPACCPT S/F power plug point modular type accessories:
|  | Supplying and fixing suitable size GI box with modular plate and cover in front on surface or in recess, including providing and fixing 6 pin 5/6 & 15/16 amps modular socket outlet and 15/16 amps modular switch, connection etc. as required. | 20 | Each | 586 | 11720
12 | 1.33) | CREB S/F ceilling rose:
|  | Supplying and fixing 3 pin, 5 amp. ceilling rose on the existing junction box/ wooden block including connection etc. as required | 10 | Each | 87 | 870
13 | 1.34) | BRHOLD S/F brass holder:
|  | Supplying and flxing brass batten/angle holder including connection etc. as required. | 20 | Each | 131 | 2620
14 | 1.41) | ITCFFSUR ITC fluorescent fitting directly on surface:
|  | Installation, testing and commissioning of pre-wired, fluorescent fitting/ compact fluorescent fitting of all types, complete with all accessories and tube etc. directly on ceiling / wall, including connection with 1.5 sq.mm FR PVC insulated, copper conductor, single core cable and earthing etc. as required. | 20 | Each | 206 | 4120
15 | 1.45) | ITCCFFC ITC ceiling fan with cover on fan box:
|  | Installation, testing and commissioning of ceiling fan, including wiring the down rods of standard length (upto 30 cm) with 1.5 sq, mm FR PVC insulated, copper conductor, single core cable, including providing and fixing phenolic laminated sheet cover on the fan box etc. as required. | 20 | Each | 339 | 6780
16 | 1.50.1) | ITCEF450 ITC exhaust fan upto 450 mm sweep:
|  | Installation of exhaust fan upto 450 mm sweep in the existingopening, including making the hole to suit the size of the above fan, making good the damage, connection, testing, commissioning etc. as required. | 10 | Each | 450 | 4500
17 | 1.51) | LOUSHEF Fixing louvers/shutters for exhaust fan:
|  | Extra for fixing louvers/shutters complete with frame for a exhaust fan of all sizes. | 10 | Each | 207 | 2070
BOARD & DB'S
18 | 2.4) | PWTPMCBDB S/F TP MCB DB:
Supplying and fixing following way, horizontal type three pole and neutral, sheet steel, MCB distribution board, 415 volts, on surface/ recess, complete with tinned copper bus bar, neutral bus bar, earth bar, din bar, interconnections, powder painted including earthing etc. as required. (But without MCB/RCCB/Isolator)
| (2.4.3) | 8 way (4 + 24), Double door | 10 | Each | 5967 | 59670
19 | 2.13) | MCBTPIS S/F TP MCB isolator:
Supplying and fixing following rating, four pole, 415 volts, isolator in the existing MCB DB complete with connections, testing and commissoning etc. as required.
| (2.13.2) | 63 amps | 10 | Each | 1034 | 10340
20 | 2.10. | MCBC S/F 'C' curve, SP MCB
Supplying and fixing 5 A to 32 A rating, 240/415 V, 10 kA, “C” curve, miniature circuit breaker suitable for inductive load of following poles in the existing MCB DB complete with connections, testing and commissioning etc. as required.
| 2.10.1 | Single pole | 10 | Each | 256 | 2560
EARTHING
21 | 5.4) | EARGIPL G.I earth plate elctrode:
|  | Earthing with G.I. earth plate 600 mm X 600 mm X 6 mm thick including accessories, and providing masonry enclosure with cover plate having locking arrangement and watering pipe of 2.7 metre long etc.with charcoal/ coke and salt as required.. | 1 | Set | 7472 | 7472
22 | 5.9) | EARG125X6 S/L 25 mm x 5 mm G.I. earth strip in ground:
|  | Supplying and laying 25 mm X 5 mm G.I strip at 0.50 metre below ground as strip earth electrode, including connection/ terminating with G.I. nut, bolt, spring, washer etc. as required. (Jointing shall be done by overlapping and with 2 sets of G.I. nut bolt & spring washer spaced at 50mm) | 50 | Mtr. | 144 | 7200
[5 empty] | TOTAL | 510127

## D.E-ELEC (4) (hidden)
NAME OF WORK- CONSTRUCTION OF NEW COMMUNITY CENTRE AND ANGANWADI BHAWAN AT WARD NO. 79, BHARUWALA, DIST. DEHRADUN
DETAILS OF MEASURMENT (INTERNAL ELECTRIFICATION WORK )
Sl. No. | Particulars Items |  |  |  |  | Quantity
|  | No. | L. | B. | H.
SUB HEAD - I SCHEDULED ITEMS
WIRING
1 | WGSTLPT Point wiring in PVC conduit, with modular type switch.
Wiring for light point/ fan point/ exhaust fan point/ call bell point with 1.5 sq.mm FRLS PVC insulated copper conductor single core cable in surface / recessed medium class PVC conduit, with modular switch, modular plate, suitable GI box and earthing the point with 1.5 sq.mm. FRLS PVC insulated copper conductor single core cable etc. as required.
Ground & First Floor
| TUBE Light | 13 |  |  |  | 13
| Ceiling Light | 50 |  |  |  | 50
| CFL | 0 |  |  |  | 0
| Fan point(1200mm) | 20 |  |  |  | 20
| Exhaust Fan | 7 |  |  |  | 7
[5 empty] | Total | 90 | Point
2 | WGSTLMIDTC Twin Control point wiring in PVC conduit, with modular type switch:
Wiring for twin control light point with 1.5 sq.mm FR PVC insulated copper conductor single core cable in surface / recessed medium class PVC conduit, 2 way modular switch, modular plate, suitable GI box and earthing the point with 1.5 sq.mm. FR PVC insulated copper conductor single core cable etc as required.
|  | 50 |  |  |  | 50
[5 empty] | Total | 50 | Point
3 | WGSTLPP2 Power plug wiring in PVC conduit (2x4 sq. mm)
Wiring for light/power plug with 2x4 sq.mm FR PVC insulated copper conductor single core cable in surface/ recessed steel conduit alongwith 1 No 4 sq. mm FR PVC insulated copper conductor single core cable for loop earthing as required.
|  | 1 | 100 |  |  | 100
[5 empty] | Total | 100 | Mtr.
4 | WGSTLSB Circuit/ submain wiring in PVC conduit:
Wiring fir curcuit/ submain wiring alongwith earth wire the following sizes of FR PVC insulated copper conductor, single core cable in surface/ recessed steel conduit as required.
2 X 2.5 sq. mm + 1 X 2.5 sq. mm earth wire
|  | 1 | 50 |  |  | 50
[5 empty] | Total | 50 | Mtr.
| 4 X 6 sq. mm + 2 X 6 sq. mm earth wire | 1 | 50 |  |  | 50
[5 empty] | Total | 50 | Mtr.
| 4 X 10 sq. mm + 2 X 6 sq. mm earth wire | 1 | 50 |  |  | 50
[5 empty] | Total | 50 | Mtr.
5 | TLWGEC Telephone wiring in PVC conduit:
Supplying and drawing following pair 0.5 mm dia FRLS PVC insulated annealed copper conductor, unarmored telephone cable in the existing surface/ recessed steel/ PVC conduit as required.
|  | 1 | 20 |  |  | 20
[5 empty] | Total | 20 | Mtr.
6 | PVCCON S/F PVC conduit:
Supplying and fixing of following sizes of steel conduit along with accessories in surface/recess including painting in case of surface conduit, or cuttting the wall and making good the same in case of recessed conduit as required.
| 25 mm | 50 |  |  |  | 50
[5 empty] | Total | 50 | Mtr.
7 | MB S/F metal boxes:
Supplying and fixing metal box of following sizes (nominal size) on surface or in recess with suitable size of phenolic laminated sheet cover in front including painting etc as required.
75 mm X 75 mm X 60 mm deep
|  | 50 |  |  |  | 50
[5 empty] | Total | 50 | Each
8 | PTSWEB S/F modular type switch/ socket:
Supplying and fixing following modular switch/ socket on the existing modular plate & switch box including connections but excluding modular plate etc. as required.
5/6 amps switch
|  | 20 |  |  |  | 20
[5 empty] | Total | 20 | Each
3 pin 5/6 amp socket outlet
|  | 20 |  |  |  | 20
[5 empty] | Total | 20 | Each
Telephone socket outlet
|  | 0 |  |  |  | 0
[5 empty] | Total | 0 | Each
9 | MODFREB S/F modular type electronic fan regulator:
Supplying and fixing two module stepped type electronic fan regulator on the existing modular plate switch box including connections but excluding modular plate etc. as required.
|  | 20 |  |  |  | 20
[5 empty] | Total | 20 | Each
10 | LPACCPT S/F light plug point modular type accessories:
Supplying and fixing suitable size GI box with modular plate and cover in front on surface or in recess, including providing and fixing 3 pin 5/6 amps modular socket outlet and 5/6 amps modular switch, connection etc. as required. (For light plugs to be used in non residential buildings).
|  | 20 |  |  |  | 20
[5 empty] | Total | 20 | Each
11 | PPACCPT S/F power plug point modular type accessories:
Supplying and fixing suitable size GI box with modular plate and cover in front on surface or in recess, including providing and fixing 6 pin 5/6 & 15/16 amps modular socket outlet and 15/16 amps modular switch, connection etc. as required.
|  | 20 |  |  |  | 20
[5 empty] | Total | 20 | Each
12 | CREB S/F ceilling rose:
Supplying and fixing 3 pin, 5 amp. ceilling rose on the existing junction box/ wooden block including connection etc. as required
|  | 10 |  |  |  | 10
[5 empty] | Total | 10 | Each
13 | BRHOLD S/F brass holder:
Supplying and flxing brass batten/angle holder including connection etc. as required.
|  | 20 |  |  |  | 20
[5 empty] | Total | 20 | Each
14 | ITCFFSUR ITC fluorescent fitting directly on surface:
Installation, testing and commissioning of pre-wired, fluorescent fitting/ compact fluorescent fitting of all types, complete with all accessories and tube etc. directly on ceiling / wall, including connection with 1.5 sq.mm FR PVC insulated, copper conductor, single core cable and earthing etc. as required.
|  | 20 |  |  |  | 20
[5 empty] | Total | 20 | Each
15 | ITCCFFC ITC ceiling fan with cover on fan box:
Installation, testing and commissioning of ceiling fan, including wiring the down rods of standard length (upto 30 cm) with 1.5 sq, mm FR PVC insulated, copper conductor, single core cable, including providing and fixing phenolic laminated sheet cover on the fan box etc. as required.
|  | 20 |  |  |  | 20
[5 empty] | Total | 20 | Each
16 | ITCEF450 ITC exhaust fan upto 450 mm sweep:
Installation of exhaust fan upto 450 mm sweep in the existingopening, including making the hole to suit the size of the above fan, making good the damage, connection, testing, commissioning etc. as required.
|  | 10 |  |  |  | 10
[5 empty] | Total | 10 | Each
17 | LOUSHEF Fixing louvers/shutters for exhaust fan:
Extra for fixing louvers/shutters complete with frame for a exhaust fan of all sizes.
|  | 10 |  |  |  | 10
[5 empty] | Total | 10 | Each
BOARD & DB'S
18 | PWTPMCBDB S/F TP MCB DB:
Supplying and fixing following way, horizontal type three pole and neutral, sheet steel, MCB distribution board, 415 volts, on surface/ recess, complete with tinned copper bus bar, neutral bus bar, earth bar, din bar, interconnections, powder painted including earthing etc. as required. (But without MCB/RCCB/Isolator)
8 way (4 +24), Double door
|  | 10 |  |  |  | 10
[5 empty] | Total | 10 | Each
19 | MCBTPIS S/F TP MCB isolator:
Supplying and fixing following rating, four pole, 415 volts, isolator in the existing MCB DB complete with connections, testing and commissoning etc. as required.
63 amps
|  | 10 |  |  |  | 10
[5 empty] | Total | 10 | Each
20 | MCBC S/F 'C' series, SP MCB
Supplying and fixing 5 amps to 32 amps rating, 240 volts, 'C' series, miniature circuit breaker suitable for inductive load of following poles in the existing MCB DB complete with connections, testing and commissioning etc. as required.
Single pole
|  | 10 |  |  |  | 10
[5 empty] | Total | 10 | Each
EARTHING
21 | EARGIPL G.I earth plate elctrode:
Earthing with G.I. earth plate 600 mm X 600 mm X 6 mm thick including accessories, and providing masonry enclosure with cover plate having locking arrangement and watering pipe of 2.7 metre long etc.with charcoal/ coke and salt as required..
|  | 1 |  |  |  | 1
[5 empty] | Total | 1 | Set
22 | EARG125X6 S/L 25 mm x 5 mm G.I. earth strip in ground:
Supplying and laying 25 mm X 5 mm G.I strip at 0.50 metre below ground as strip earth electrode, including connection/ terminating with G.I. nut, bolt, spring, washer etc. as required. (Jointing shall be done by overlapping and with 2 sets of G.I. nut bolt & spring washer spaced at 50mm)
|  | 50 |  |  |  | 50
[5 empty] | Total | 50 | Mtr.

## Abs water (4) (hidden)
NAME OF WORK- CONSTRUCTION OF NEW COMMUNITY CENTRE AND ANGANWADI BHAWAN AT WARD NO. 79, BHARUWALA, DIST. DEHRADUN
ABSTRACT OF COST (WATER SUPPLY)
SL.No. | DSR (2023) | Description | Quantity | Unit | Rate | Amount
PIPE
1 | (18.7.1) | Providing and fixing Chlorinated Polyvinyl Chloride (CPVC) pipes, having thermal stability for hot & cold water supply, including all CPVC plain & brass threaded fittings, including fixing the pipe with clamps at 1.00 m spacing. This includes jointing of pipes & fittings with one step CPVC solvent cement and testing of joints complete as per direction of Engineer in Charge.
(i) | (18.7.1) | 15 mm dia. nominal bore | 60 | Meter | 286.8 | 17208
(ii) | (18.7.2) | 10 mm dia. nominal bore | 60 | Meter | 335 | 20100
BIB COCK
2 | (18.49.1) | Providing and fixing C.P. brass bib cock of approved quality conforming to IS:8931 | 20 | Nos | 506.8 | 10136
STOP COCK
3 | (18.16 | Providing and fixing C.P. brass stop cock (concealed) of standard design and of approved make conforming to IS:8931.
| (18.16.1) | 15 mm nominal bore. | 20 | Nos | 353.25 | 7065
4 | (18.21.2.1) | Providing and fixing uplasticised PVC connection pipe with brass unions : 15 mm nominal bore | 20 | Nos | 97.75 | 1955
BALL VALVE
5 | (18.18 | Providing and fixing ball valve (brass) of approved quality, High or low pressure, with plastic floats complete :
| (18.18.3 | 25 mm nominal bore (Horizontal) | 20 | Nos | 406.85 | 8137
TERRACE TANK
6 | 18.48 | Providing and placing on terrace (at all floor levels) polyethylene water storage tank, ISI : 12701 marked, with cover and suitable locking arrangement and making necessary holes for inlet, outlet and overflow pipes but without fittings and the base support for tank. | 2000 | Ltr | 11 | 22000
LONG BODY BIB COCK
7 | 18.51.1 | Providing and fixing C.P. brass long body bib cock of approved quality conforming to IS standards and weighing not less than 690 gms. 15 mm nominal bore | 7 | Nos | 798.95 | 5592.65
[5 empty] | Total | 92193.65

## water supply (4) (hidden)
NAME OF WORK- CONSTRUCTION OF NEW COMMUNITY CENTRE AND ANGANWADI BHAWAN AT WARD NO. 79, BHARUWALA, DIST. DEHRADUN
DETAILS OF MEASUREMENTS (WATER SUPPLY)
SL. NO. | Particulars Items |  |  |  |  | Quantity
|  | No. | L. | B. | H.
PIPE
1 | Providing and fixing Chlorinated Polyvinyl Chloride (CPVC) pipes, having thermal stability for hot & cold water supply, including all CPVC plain & brass threaded fittings, including fixing the pipe with clamps at 1.00 m spacing. This includes jointing of pipes & fittings with one step CPVC solvent cement and testing of joints complete as per direction of Engineer in Charge.
(a) | 15 mm dia. nominal bore
|  | 1 | 10 |  |  | 10
|  | 1 | 10 |  |  | 10
|  | 2 | 10 |  |  | 20
|  | 2 | 10 |  |  | 20
[5 empty] | Total | 60 | Mtr.
(b) | 10 mm dia. nominal bore
|  | 1 | 40 |  |  | 40
|  | 4 | 8.7 |  |  | 34.8
[5 empty] | Total | 74.8 | Mtr.
BIB COCK
2 | Providing and fixing C.P. brass bib cock of approved quality conforming to IS:8931
|  | 11 |  |  |  | 11
[5 empty] | Total | 11 | Nos
STOP COCK
3 | Providing and fixing C.P. brass stop cock (concealed) of standard design and of approved make conforming to IS:8931.
W.C & Wash Basin & Bath
|  | 4 |  |  |  | 4
[5 empty] | Total | 4 | Nos
4 | Providing and fixing uplasticised PVC connection pipe with brass unions : 15 mm nominal bore
W.C & Wash Basin
|  | 9 |  |  |  | 9
[5 empty] | Total | 9 | Nos
BALL VALVE
5 | Providing and fixing ball valve (brass) of approved quality, High or low pressure, with plastic floats complete :
25 mm nominal bore
In Terrace Tank
| For Domestic tank | 4 |  |  |  | 4
[5 empty] | Total | 4 | Nos
TERRACE TANK
6 | Providing and placing on terrace (at all floor levels) polyethylene water storage tank, ISI : 12701 marked, with cover and suitable locking arrangement and making necessary holes for inlet, outlet and overflow pipes but without fittings and the base support for tank.
|  | 1 | 2000 |  |  | 2000
[5 empty] | Total | 2000 | Ltr
LONG BODY BIB COCK
7 | Providing and fixing C.P. brass long body bib cock of approved quality conforming to IS standards and weighing not less than 690 gms. 15 mm nominal bore
|  | 7 |  |  |  | 7
[5 empty] | Total | 7 | Nos

## Abs Snitary (4) (hidden)
NAME OF WORK- CONSTRUCTION OF NEW COMMUNITY CENTRE AND ANGANWADI BHAWAN AT WARD NO. 79, BHARUWALA, DIST. DEHRADUN
ABSTRACT OF COST (SANITARY)
SL.No. | DSR 2023 | Description | Quantity | Unit | Rate | Amount
W.C.
1 | 17.1.1 | Providing and fixing white vitreous china pedestal type water closet (European type W.C. pan) with seat and lid, 10 litre low level white P.V.C. flushing cistern, including flush pipe, with manually controlled device (handle lever), conforming to IS : 7231, with all fittings and fixtures complete, including cutting and making good the walls and floors wherever required :W.C. pan with ISI marked black solid plastic seat and lid | 1 | Nos | 5421.5 | 5421.5
WASH BASIN
2 | (17.7.1) | Providing and fixing wash basin with C.I. brackets, 15 mm C.P. brass pillar taps, 32 mm C.P. brass waste of standard pattern, including painting of fittings and brackets, cutting and making good the walls wherever require: White Vitreous China Wash basin size 630x450 mm with a pair of 15 mm C.P. brass pillar tap | 1 | Nos | 3087.7 | 3087.7
KITCHEN SINK
3 | (17.10.1.1) | Providing and fixing Stainless Steel A ISI 304 (18/8) kitchen sink as per IS:13983 with C.I. brackets and stainless steel plug 40 mm, including painting of fittings and brackets, cutting and making good the walls wherever required :Kitchen sink with drain board 510x1040 mm bowl depth 250 mm | 1 | Nos | 5155.95 | 5155.95
SOIL WASTE PIPE
4 | 17.35.1.1 | Providing and fixing soil, waste and vent pipes :100 mm dia Sand cast iron S&S pipe as per IS: 1729 | 50 | Meter | 1008.2 | 50410
(b) | 17.35.2.1 | 75 mm diameter : | 50 | Meter | 923.25 | 46162.5
CLAMPS
5 | 17.37 | Providing and fixing M.S. holder-bat clamps of approved design to Sand Cast iron/cast iron (spun) pipe embedded in and including cement concrete blocks 10x10x10 cm of 1:2:4 mix (1 cement : 2 coarse sand : 4 graded stone aggregate 20 mm nominal size), including cost of cutting holes and making good the walls etc. :
(a) | 17.37.1 | for 110 mm dia pipe | 20 | Nos | 287.45 | 5749
(b) | 17.37.2 | for 75 mm dia pipe | 20 | Nos | 283.4 | 5668
DRAIN POINT
6 | 17.60.1.1 | Providing and fixing trap of self cleansing design with screwed down or hinged grating with or without vent arm complete, including cost of cutting and making good the walls and floors : | 6 | Nos | 1512.55 | 9075.3
BASIN MIXER
7 | 18.53.1 | Providing and fixing C.P. brass angle valve for basin mixer and geyser points of approved quality conforming to IS:8931 a) 15 mm nominal bore 15mm nominal bore | 4 | Nos | 532 | 2128
MIRROR
8 | 17.32.1 | Providing and fixing mirror of superior glass (of approved quality) and of required shape and size with plastic moulded frame of approved make and shade with 6 mm thick hard board backing :Circular shape 450 mm dia | 5 | Nos | 1242 | 6210
GLASS SHELF
9 | 17.33 | Providing and fixing 600x120x5 mm glass shelf with edges round off, supported on anodised aluminium angle frame with C.P. brass brackets and guard rail complete fixed with 40 mm long screws, rawl plugs etc., complete. | 5 | Nos | 841.8 | 4209
TOWEL RING
10 | 17.72 | Providing and fixing PTMT towel ring trapezoidal shape 215 mm long, 200 mm wide with minimum distances of 37 mm from wall face with concealed fittings arrangement of approved quality and colour, weighing not less than 88 gms. | 5 | Nos | 228.2 | 1141
SOAP DISH
11 | 18.65 | Providing and fixing PTMT soap Dish Holder having length of 138mm, breadth 102mm, height of 75mm with concealed fitting arrangements, weighing not less than 106 gms. | 5 | Nos | 130.5 | 652.5
DOUBLE EQUAL JUNTION
12 | 17.42 | Providing and fixing double equal plain junction of required degree.
| 17.42.1.1 | 100x100x100mm | 15 | Nos. | 825.55 | 12383.25
| 17.42.2.1 | 75x75x75x75 mm | 10 | Nos. | 539.95 | 5399.5
BENDS
13 | 17.4 | Providing and fixing bend of required degree with access door, insertion rubber washer 3 mm thick, bolts and nuts complete
(a) | 17.40.1.1 | 100 mm diameter pipe | 20 | Nos | 500.45 | 10009
(b) | 17.40.2.1 | 75 mm diameter pipe | 25 | Nos | 395.45 | 9886.25
[5 empty] | TOTAL | 182748.45

## sanitary (5) (hidden)
NAME OF WORK- CONSTRUCTION OF NEW COMMUNITY CENTRE AND ANGANWADI BHAWAN AT WARD NO. 79, BHARUWALA, DIST. DEHRADUN
DETAILS OF MEASUREMENTS (SANITARY)
SL. No. | Particulars Items | Measurements |  |  |  | Quantity
|  | No. | L. | B. | H.
W.C.
1 | Providing and fixing white vitreous china pedestal type water closet (European type W.C. pan) with seat and lid, 10 litre low level white P.V.C. flushing cistern, including flush pipe, with manually controlled device (handle lever), conforming to IS : 7231, with all fittings and fixtures complete, including cutting and making good the walls and floors wherever required :W.C. pan with ISI marked black solid plastic seat and lid | [6 empty] | `
|  | 4 |  |  |  | 4
[5 empty] | Total | 4 | Nos
WASH BASIN
2 | Providing and fixing wash basin with C.I. brackets, 15 mm C.P. brass pillar taps, 32 mm C.P. brass waste of standard pattern, including painting of fittings and brackets, cutting and making good the walls wherever require: White Vitreous China Wash basin size 630x450 mm with a pair of 15 mm C.P. brass pillar tap
|  | 7 |  |  |  | 7
[5 empty] | Total | 7 | Nos
KITCHEN SINK
3 | Providing and fixing Stainless Steel A ISI 304 (18/8) kitchen sink as per IS:13983 with C.I. brackets and stainless steel plug 40 mm, including painting of fittings and brackets, cutting and making good the walls wherever required :Kitchen sink with drain board 510x1040 mm bowl depth 250 mm
|  | 0 |  |  |  | 0
[5 empty] | Total | 0 | Nos
SOIL WASTE PIPE
4 | Providing and fixing soil, waste and vent pipes :100 mm dia Sand cast iron S&S pipe as per IS: 1729
Internal pipes
|  | 1 | 30 |  |  | 30
[5 empty] | Total | 30 | Meter
(b) | 75 mm diameter :Sand cast iron S&S pipe as per IS: 1729
|  | 1 | 30 |  |  | 30
[5 empty] | Total | 30 | Meter
CLAMPS
5 | Providing and fixing M.S. holder-bat clamps of approved design to Sand Cast iron/cast iron (spun) pipe embedded in and including cement concrete blocks 10x10x10 cm of 1:2:4 mix (1 cement : 2 coarse sand : 4 graded stone aggregate 20 mm nominal size), including cost of cutting holes and making good the walls etc. :
(a) | for 110 mm dia pipe
|  | 1 | 10 |  |  | 10
[5 empty] | Total | 10 | Nos
(b ) | for 75 mm dia pipe
|  | 1 | 10 |  |  | 10
[5 empty] | Total | 10 | Nos
DRAIN POINT
6 | Providing and fixing trap of self cleansing design with screwed down or hinged grating with or without vent arm complete, including cost of cutting and making good the walls and floors :
(a) | 75 mm dia
|  | 8 |  |  |  | 8
[5 empty] | Total | 8 | Nos
BASIN MIXER
7 | Providing and fixing C.P. brass angle valve for basin mixer and geyser points of approved quality conforming to IS:8931 a) 15 mm nominal bore 15mm nominal bore
|  | 8 |  |  |  | 8
[5 empty] | Total | 8 | Nos
MIRROR
8 | Providing and fixing mirror of superior glass (of approved quality) and of required shape and size with plastic moulded frame of approved make and shade with 6 mm thick hard board backing :Circular shape 450 mm dia
|  | 2 |  |  |  | 2
[5 empty] | Total | 2 | Nos
GLASS SHELF
9 | Providing and fixing 600x120x5 mm glass shelf with edges round off, supported on anodised aluminium angle frame with C.P. brass brackets and guard rail complete fixed with 40 mm long screws, rawl plugs etc., complete.
|  | 2 |  |  |  | 2
[5 empty] | Total | 2 | Nos
TOWEL RING
10 | Providing and fixing PTMT towel ring trapezoidal shape 215 mm long, 200 mm wide with minimum distances of 37 mm from wall face with concealed fittings arrangement of approved quality and colour, weighing not less than 88 gms.
|  | 2 |  |  |  | 2
[5 empty] | Total | 2 | Nos
SOAP DISH
11 | Providing and fixing PTMT soap Dish Holder having length of 138mm, breadth 102mm, height of 75mm with concealed fitting arrangements, weighing not less than 106 gms.
|  | 2 |  |  |  | 2
[5 empty] | Total | 2 | Nos
DOUBLE EQUAL JUNTION
12 | Providing and fixing double equal plain junction of required degree.
(a) | 100x100x100mm | 15 |  |  |  | 15
[5 empty] | Total | 15 | Nos.
(b) | 75x75x75x75 mm | 10 |  |  |  | 10
[5 empty] | Total | 10 | Nos.
BENDS
13 | Providing and fixing heel rest sanitary bend Sand cast iron S&S as per IS - 1729
(a) | 100 mm diameter pipe
|  | 20 |  |  |  | 20
[5 empty] | Total | 20 | Nos
(b) | 75 mm diameter pipe Sand cast iron S&S as per IS - 1729
|  | 25 |  |  |  | 25
[5 empty] | Total | 25 | Nos

## ABS Septic Tank (3) (hidden)
NAME OF WORK- CONSTRUCTION OF NEW COMMUNITY CENTRE AND ANGANWADI BHAWAN AT WARD NO. 79, BHARUWALA, DIST. DEHRADUN
ABSTRACT OF COST-(SEPTIC TANK AND SOAK PIT)
SL.No. | DSR 2023 | Description | Quantity | Unit | Rate | Amount
1 | 2.8.1 | Earth work in excavation by mechanical means (Hydraulic excavator) / manual means in foundation trenches or drains (not exceeding 1.5 m in width or 10 sqm on plan), including dressing of sides and ramming of bottoms, lift upto 1.5 m, including getting out the excavated soil and disposal of surplus excavated soil as directed, within a lead of 50 m. | 18 | Cum | 260.3 | 4685.4
2 | 2.25 | Filling available excavated earth (excluding rock) in trenches, plinth,sides of foundations etc. in layers not exceeding 20cm in depth, consolidating each deposited layer by ramming and watering, lead up to 50 m and lift upto 1.5 m. | 3.6 | Cum | 196 | 705.6
3 | 4.1.8 | Providing and laying in position cement concrete of specified grade excluding the cost of centering and shuttering - All work up to plinth level : 1:4:8 (1 Cement : 4 coarse sand : 8 graded stone aggregate 40 mm nominal size) | 0.9 | Cum | 6812 | 6130.8
4 | 5.2.2 | Reinforced cement concrete work in walls (any thickness), including attached pilasters, buttresses, plinth and string courses, fillets, columns, pillars, piers, abutments, posts and struts etc. up to floor five level, excluding cost of centering, shuttering, finishing and reinforcement :) 1:1.5:3 (1 cement : 1.5 coarse sand : 3 graded stone aggregate 20 mm nominal size) | 0.9936 | Cum | 10852.95 | 10783.4911
5 | 5.22.6 | Reinforcement for R.C.C. work including straightening, cutting, bending, placing in position and binding all complete. Thermo mechanically treated bars | 0.77998 | Qtl. | 10785 | 8412.0412
6 | 5.9 | Centring and shuttering including strutting,ropping etc. and removal for Suspended floors, roofs, landings, balconies and access platform.
| 5.9.3 | Suspended floors, roofs, landings, balconies and access platform. | 29.82 | Sqm | 927.25 | 27650.595
7 | 6.1.2 | Brick work with common burnt clay F.P.S. (non modular) bricks of class designation 7.5 in foundation and plinth in: | 5.5605 | Cum | 7132.35 | 39659.6996
8 | 13.7.1 | 12 mm cement plaster finished with a floating coat of neat cement of mix : 1:3 (1 cement: 3 fine sand) | 30.075 | Sqm | 439.25 | 13210.4438
9 | 11.3.1 | Cement concrete flooring 1:2:4 (1 cement : 2 coarse sand : 4 graded stone aggregate) finished with a floating coat of neat cement, including cement slurry, but excluding the cost of nosing of steps etc. complete. 40 mm thick with 20 mm nominal size stone aggregate | 9 | Sqm | 614.2 | 5527.8
10 | 19.19.1 | Providing and fixing in position pre-cast R.C.C. manhole cover and frame of required shape and approved quality 19.19.1 L D- 2.5 Rectangular shape 600x450 mm internal dimensions | 2 | Nos | 1437.65 | 2875.3
11 | 17.39.1 | Inlet Pipe 100 mm dia | 1 | Nos | 470.45 | 470.45
12 | 17.39.1 | Outlet Pipe 100 mm dia | 1 | Nos | 470.45 | 470.45
13 | 19.32 | Making soak pit 2.5 m diameter 3.0 metre deep with 45 x 45 cm dry brick honey comb shaft with bricks and S.W. drain pipe 100 mm diameter, 1.8 m long co mplete as per standard design With common burnt clay F.P.S. (non modular) bricks of class designation 7.5 | 1 | Nos | 26861.9 | 26861.9
|  |  | TOTAL |  |  | 147443.9707
|  |  | TOTAL COST OF 1 SEPTIC TANK |  |  | 147443.9707

## Septic Tank (3) (hidden)
NAME OF WORK- CONSTRUCTION OF NEW COMMUNITY CENTRE AND ANGANWADI BHAWAN AT WARD NO. 79, BHARUWALA, DIST. DEHRADUN
DETAILS OF MEASUREMENTS (SEPTIC TANK & SOAK PIT)
SL. NO. | Particulars Items |  |  |  |  | Quantity
|  | No. | L. | B. | H.
1 | Earth work in excavation by mechanical means (Hydraulic excavator) / manual means in foundation trenches or drains (not exceeding 1.5 m in width or 10 sqm on plan), including dressing of sides and ramming of bottoms, lift upto 1.5 m, including getting out the excavated soil and disposal of surplus excavated soil as directed, within a lead of 50 m.
All kinds of soil.
|  | 1 | 5 | 5 | 2 | 50
[5 empty] | Total | 50 | Cum
2 | Filling available excavated earth (excluding rock) in trenches, plinth,sides of foundations etc. in layers not exceeding 20cm in depth, consolidating each deposited layer by ramming and watering, lead up to 50 m and lift upto 1.5 m.
|  | 1 | 0.2 | 50 |  | 10
[5 empty] | Total | 10 | Cum
3 | Providing and laying in position cement concrete of specified grade excluding the cost of centering and shuttering - All work up to plinth level : 1:4:8 (1 Cement : 4 coarse sand : 8 graded stone aggregate 40 mm nominal size)
|  | 1 | 4.5 | 4.5 | 0.1 | 2.025
[5 empty] | Total | 2.025 | Cum
4 | Reinforced cement concrete work in walls (any thickness), including attached pilasters, buttresses, plinth and string courses, fillets, columns, pillars, piers, abutments, posts and struts etc. up to floor five level, excluding cost of centering, shuttering, finishing and reinforcement :) 1:1.5:3 (1 cement : 1.5 coarse sand : 3 graded stone aggregate 20 mm nominal size)
| Roof slab | 1 | 4.5 | 4.5 | 0.12 | 2.43
[5 empty] | Sub total | 2.43 | Cum
| Less man hole | 2 | 0.6 | 0.6 | 0.12 | 0.0864
[5 empty] | Sub Total | 0.0864 | (-)
[5 empty] | Total | 2.3436 | Cum
5 | Reinforcement for R.C.C. work including straightening, cutting, bending, placing in position and binding all complete. Thermo mechanically treated bars
|  | 1 | 2.3436 | 0.01 | 78.5 | 1.8397 | density
of steel
78.5q
percum
[5 empty] | Total | 1.8397 | Qtl
6 | Centring and shuttering including strutting,ropping etc. and removal for Suspended floors, roofs, landings, balconies and access platform.
| Base concrete | 2 | 4.5 | 0.1 |  | 0.9
|  | 2 | 4.5 | 0.1 |  | 0.9
| Slab | 1 | 6 | 3.76 |  | 22.56
|  | 2 | 6 | 0.12 |  | 1.44
|  | 2 | 3 | 0.12 |  | 0.72
|  | 1 |  | 3.9 |  | 3.9
[5 empty] | Total | 30.42 | Sqm
7 | Brick work with common burnt clay F.P.S. (non modular) bricks of class designation 7.5 in foundation and plinth in:
Ist step
|  | 2 | 4.5 | 0.46 | 0.15 | 0.621
|  | 2 | 4.5 | 0.46 | 0.15 | 0.621
IIst step
|  | 2 | 4.5 | 0.345 | 0.15 | 0.46575
|  | 2 | 4.5 | 0.345 | 0.15 | 0.46575
IIIst step
|  | 2 | 4.5 | 0.23 | 1.4 | 2.898
|  | 2 | 4.5 | 0.23 | 1.4 | 2.898
Baffle wall
|  | 1 | 2.1 | 0.115 | 1.025 | 0.24754
[5 empty] | Total | 8.217 | Cum
8 | 12 mm cement plaster finished with a floating coat of neat cement of mix : 1:3 (1 cement: 3 fine sand)
|  | 2 | 4.5 | 1.85 |  | 16.65
|  | 2 | 4.5 | 1.85 |  | 16.65
|  | 2 | 4.5 | 1.025 |  | 9.225
[5 empty] | Total | 42.525 | Sqm
9 | Cement concrete flooring 1:2:4 (1 cement : 2 coarse sand : 4 graded stone aggregate) finished with a floating coat of neat cement, including cement slurry, but excluding the cost of nosing of steps etc. complete. 40 mm thick with 20 mm nominal size stone aggregate
|  | 1 | 4.5 | 4.5 |  | 20.25
[5 empty] | Total | 20.25 | Sqm
10 | Providing and fixing in position pre-cast R.C.C. manhole cover and frame of required shape and approved quality 19.19.1 L D- 2.5 Rectangular shape 600x450 mm internal dimensions
|  | 2 |  |  |  | 2
[5 empty] | Total | 2 | Nos
11 | Inlet Pipe 100 mm dia
|  | 1 |  |  |  | 1
[5 empty] | Total | 1 | Nos
12 | Outlet Pipe 100 mm dia
|  | 1 |  |  |  | 1
[5 empty] | Total | 1 | Nos
13 | Making soak pit 2.5 m diameter 3.0 metre deep with 45 x 45 cm dry brick honey comb shaft with bricks and S.W. drain pipe 100 mm diameter, 1.8 m long co mplete as per standard design With common burnt clay F.P.S. (non modular) bricks of class designation 7.5
|  | 1 |  |  |  | 1
[5 empty] | Total | 1 | Nos

## BOQ bw wall (hidden)
NAME OF WORK- CONSTRUCTION OF NEW COMMUNITY CENTRE AND ANGANWADI BHAWAN AT WARD NO. 79, BHARUWALA, DIST. DEHRADUN
ABSTRACT OF COST (BOUNDARY WALL)
S.No. | Description | DSR 2023 | Units | Quantity | Rate | Amount
1 | Earth work in excavation by mechanical means (Hydraulic excavator) I manual means in foundation trenches or drains (not exceeding 1.5 m in width or 10 sqm on plan), including dressing of sides and ramming of bottoms, for all lift, including getting out the excavated soil and disposal of surplus excavated soil as directed, within a lead of 50 m. DSR No-2.8.1 | 2.8.1 | CUM | 21.9375 | 260.3 | 5710.3313
2 | Providing and laying in position cement concrete of specified grade excluding the cost of centering and shuttering - All work up to plinth level : 1:4:8 (1 Cement : 4 coarse sand : 8 graded stone aggregate 40 mm nominal size).(4.1.8) | 4.1.8 | CUM | 4.2 | 6812 | 28610.4
3 | Reinforced cement concrete work in beams, suspended floors, roofs having slope up to 15° landings, balconies, shelves, chajjas, lintels, bands, plain window sills, staircases and spiral stair cases up to floor five level, excluding the cost of centering, shuttering, finishing and reinforcement, with 1:2:4 (1 cement : 2 coarse sand : 4 graded stone aggregate 20 mm nominal size).(5.3) | 5.3 | CUM | 9.6008 | 11505.5 | 110461.9584
4 | Reinforcement for R.C.C. work including straightening, cutting, bending, placing in position and binding all complete.Reinforcement for R.C.C. Work Using Mild Steel and Medium /Tensile Steel Bars DSR-(5.22.1) | 5.22.1 | QTL | 11.3769 | 10710 | 121847.0623
5 | Centering and shuttering including strutting, propping etc. and removal of form for :DSR- (5.9) | 5.9.5 | SQM | 70.864 | 736.4 | 52184.2496
6 | Brick work with F.P.S. bricks of class designation 75 in foundation and plinth in Cement mortar 1:6 as per DSR-(6.1.2) | 6.1.2 | CUM | 8.4394 | 7132.25 | 60191.6254
7 | Brick work with common burnt clay machine moulded perforated bricks of class designation 12.5 conforming to IS: 2222 in superstructure above plinth level up to floor five level in cement mortar 1:6 (1 cement : 6 coarse sand) : With F.P.S.(non modular) bricks DSR-(6.3.1) | 6.3.1 | CUM | 30.9304 | 9299.9 | 287649.627
8 | 12 mm cement plaster of mix 1:6 (1 cement : 6 fine sand) DSR No.(13.1.2) | 13.1.2 | SQM | 280 | 333.35 | 93338
9 | Providing and applying white cement based putty of average thickness 1 mm of approved brand and manufacturer, over the plastered wall surface to prepare the surface even and smooth complete.DSR.13.80 | 13.8 | SQM | 70 | 153.05 | 10713.5
10 | Finishing walls with water proofing cement paint of required shade New work (Two or more coats applied @ 3.84 kg/10 sqm)DSR:(13.44.1) | 13.44.1 | SQM | 70 | 116.9 | 8183
[5 empty] | TOTAL | 778889.7539

## DOMbw wall (hidden)
NAME OF WORK- CONSTRUCTION OF NEW COMMUNITY CENTRE AND ANGANWADI BHAWAN AT WARD NO. 79, BHARUWALA, DIST. DEHRADUN
DETAILS OF MEASURMENT (BOUNDARY WALL)
S.No. | Description | NOS | L | B | H | QUANTITY | UNIT
1 | Earth work in excavation by mechanical means (Hydraulic excavator) I manual means in foundation trenches or drains (not exceeding 1.5 m in width or 10 sqm on plan), including dressing of sides and ramming of bottoms, for all lift, including getting out the excavated soil and disposal of surplus excavated soil as directed, within a lead of 50 m. DSR No-2.8.1
| front and back boundary wall | 12 | 0.75 | 0.75 | 0.9 | 6.075
|  | 1 | 70 | 0.6 | 0.45 | 18.9
|  | -12 | 0.75 | 0.75 | 0.45 | -3.0375
[5 empty] | TOTAL | 21.9375 | CUM
2 | Providing and laying in position cement concrete of specified grade excluding the cost of centering and shuttering - All work up to plinth level : 1:4:8 (1 Cement : 4 coarse sand : 8 graded stone aggregate 40 mm nominal size).(4.1.8)
|  | 12 | 0.75 | 0.75 | 0.1 | 0.675
|  | 1 | 70 | 0.6 | 0.1 | 4.2
|  | -12 | 0.75 | 0.75 | 0.1 | -0.675
[5 empty] | TOTAL | 4.2 | CUM
3 | Reinforced cement concrete work in beams, suspended floors, roofs having slope up to 15° landings, balconies, shelves, chajjas, lintels, bands, plain window sills, staircases and spiral stair cases up to floor five level, excluding the cost of centering, shuttering, finishing and reinforcement, with 1:2:4 (1 cement : 2 coarse sand : 4 graded stone aggregate 20 mm nominal size).(5.3)
| COLUMN | 12 | 0.75 | 0.75 | 0.2 | 1.35
|  | 12 | 0.45 | 0.45 | 0.35 | 0.8505
|  | 12 | 0.23 | 0.23 | 2.25 | 1.4283
| PLINTH BEAM | 1 | 70 | 0.23 | 0.23 | 3.703
|  | -12 | 0.23 | 0.23 | 0.23 | -0.146
| TOP BEAM | 1 | 70 | 0.23 | 0.15 | 2.415
[5 empty] | TOTAL | 9.6008 | CUM
4 | Reinforcement for R.C.C. work including straightening, cutting, bending, placing in position and binding all complete.Reinforcement for R.C.C. Work Using Mild Steel and Medium /Tensile Steel Bars DSR-(5.22.1)
|  | 1 | 9.6008 | 1.5 | 0.79 | 11.3769 |  | `
[5 empty] | TOTAL | 11.3769 | QTL
5 | Centering and shuttering including strutting, propping etc. and removal of form for :DSR- (5.9)
A | Lintels, beams, plinth beams, girders, bressumers and cantilevers. DSR-(5.9.5)
| Column | 12 | 0.92 |  | 1.6 | 17.664 | sqm
|  | 2 | 70 |  | 0.23 | 32.2 | sqm
|  | 2 | 70 |  | 0.15 | 21 | sqm
[5 empty] | TOTAL | 70.864 | SQM
6 | Brick work with F.P.S. bricks of class designation 75 in foundation and plinth in Cement mortar 1:6 as per DSR-(6.1.2)
|  | 1 | 70 | 0.46 | 0.16 | 5.152 | cum
|  | 1 | 70 | 0.35 | 0.16 | 3.92 | cum
|  | -12 | 0.46 | 0.45 | 0.16 | -0.39744 | cum
|  | -12 | 0.35 | 0.35 | 0.16 | -0.2352 | cum
[5 empty] | TOTAL | 8.4394 | CUM
7 | Brick work with common burnt clay machine moulded perforated bricks of class designation 12.5 conforming to IS: 2222 in superstructure above plinth level up to floor five level in cement mortar 1:6 (1 cement : 6 coarse sand) : With F.P.S.(non modular) bricks DSR-(6.3.1)
|  | 1 | 70 | 0.23 | 2 | 32.2 | cum
|  | -12 | 0.23 | 0.23 | 2 | -1.2696 | cum
[5 empty] | TOTAL | 30.9304 | SQM
8 | 12 mm cement plaster of mix 1:6 (1 cement : 6 fine sand) DSR No.(13.1.2)
|  | 2 | 70 |  | 2 | 280 | sqm
[5 empty] | TOTAL | 280 | SQM
9 | Providing and applying white cement based putty of average thickness 1 mm of approved brand and manufacturer, over the plastered wall surface to prepare the surface even and smooth complete.DSR.13.80
| AREA SAME AS PLASTER | 1 | 70 |  |  | 70 | SQM
[5 empty] | TOTAL | 70 | SQM
10 | Finishing walls with water proofing cement paint of required shade New work (Two or more coats applied @ 3.84 kg/10 sqm)DSR:(13.44.1)
| AREA SAME AS PLASTER | 1 | 70 |  |  | 70 | SQM
[5 empty] | TOTAL | 70 | SQM

## ABS UGWT (hidden)
NAME OF WORK- CONSTRUCTION OF NEW COMMUNITY CENTRE AND ANGANWADI BHAWAN AT WARD NO. 79, BHARUWALA, DIST. DEHRADUN
ABSTRACT OF COST-(UNDERGROUND WATER TANK)
SL.No. | DSR 2023 | Description | Quantity | Unit | Rate | Amount
1 | 2.8.1 | Earth work in excavation by mechanical means (Hydraulic excavator) / manual means in foundation trenches or drains (not exceeding 1.5 m in width or 10 sqm on plan), including dressing of sides and ramming of bottoms, lift upto 1.5 m, including getting out the excavated soil and disposal of surplus excavated soil as directed, within a lead of 50 m. | 24.5 | Cum | 260.3 | 6377.35
2 | 2.25 | Filling available excavated earth (excluding rock) in trenches, plinth,sides of foundations etc. in layers not exceeding 20cm in depth, consolidating each deposited layer by ramming and watering, lead up to 50 m and lift upto 1.5 m. | 4.9 | Cum | 196 | 960.4
3 | 4.1.8 | Providing and laying in position cement concrete of specified grade excluding the cost of centering and shuttering - All work up to plinth level : 1:4:8 (1 Cement : 4 coarse sand : 8 graded stone aggregate 40 mm nominal size) | 1.225 | Cum | 6812 | 8344.7
4 | 5.2.2 | Reinforced cement concrete work in walls (any thickness), including attached pilasters, buttresses, plinth and string courses, fillets, columns, pillars, piers, abutments, posts and struts etc. up to floor five level, excluding cost of centering, shuttering, finishing and reinforcement :) 1:1.5:3 (1 cement : 1.5 coarse sand : 3 graded stone aggregate 20 mm nominal size) | 0.9936 | Cum | 10852.95 | 10783.4911
5 | 5.22.6 | Reinforcement for R.C.C. work including straightening, cutting, bending, placing in position and binding all complete. Thermo mechanically treated bars | 0.77998 | Qtl. | 107.85 | 84.1204
6 | 5.9 | Centring and shuttering including strutting,ropping etc. and removal for Suspended floors, roofs, landings, balconies and access platform.
| 5.9.3 | Suspended floors, roofs, landings, balconies and access platform. | 17.82 | Sqm | 927.25 | 16523.595
7 | 6.1.2 | Brick work with common burnt clay F.P.S. (non modular) bricks of class designation 7.5 in foundation and plinth in: | 9.936 | Cum | 7132.25 | 70866.036
8 | 13.7.1 | 12 mm cement plaster finished with a floating coat of neat cement of mix : 1:3 (1 cement: 3 fine sand) | 22.2 | Sqm | 439.25 | 9751.35
9 | 11.3.1 | Cement concrete flooring 1:2:4 (1 cement : 2 coarse sand : 4 graded stone aggregate) finished with a floating coat of neat cement, including cement slurry, but excluding the cost of nosing of steps etc. complete. 40 mm thick with 20 mm nominal size stone aggregate | 9 | Sqm | 614.2 | 5527.8
|  |  | TOTAL |  |  | 129218.8425
|  |  | TOTAL COST OF 1 WATER TANK |  |  | 129218.8425

## UGWT (hidden)
NAME OF WORK- CONSTRUCTION OF NEW COMMUNITY CENTRE AND ANGANWADI BHAWAN AT WARD NO. 79, BHARUWALA, DIST. DEHRADUN
DETAILS OF MEASUREMENTS (UNDERGROUND WATER TANK)
SL. NO. | Particulars Items |  |  |  |  | Quantity
|  | No. | L. | B. | H.
1 | Earth work in excavation by mechanical means (Hydraulic excavator) / manual means in foundation trenches or drains (not exceeding 1.5 m in width or 10 sqm on plan), including dressing of sides and ramming of bottoms, lift upto 1.5 m, including getting out the excavated soil and disposal of surplus excavated soil as directed, within a lead of 50 m.
All kinds of soil.
|  | 1 | 3.5 | 3.5 | 2 | 24.5
[5 empty] | Total | 24.5 | Cum
2 | Filling available excavated earth (excluding rock) in trenches, plinth,sides of foundations etc. in layers not exceeding 20cm in depth, consolidating each deposited layer by ramming and watering, lead up to 50 m and lift upto 1.5 m.
|  | 1 | 0.2 | 24.5 |  | 4.9
[5 empty] | Total | 4.9 | Cum
3 | Providing and laying in position cement concrete of specified grade excluding the cost of centering and shuttering - All work up to plinth level : 1:4:8 (1 Cement : 4 coarse sand : 8 graded stone aggregate 40 mm nominal size)
|  | 1 | 3.5 | 3.5 | 0.1 | 1.225
[5 empty] | Total | 1.225 | Cum
4 | Reinforced cement concrete work in walls (any thickness), including attached pilasters, buttresses, plinth and string courses, fillets, columns, pillars, piers, abutments, posts and struts etc. up to floor five level, excluding cost of centering, shuttering, finishing and reinforcement :) 1:1.5:3 (1 cement : 1.5 coarse sand : 3 graded stone aggregate 20 mm nominal size)
| Roof slab | 1 | 3 | 3 | 0.12 | 1.08
[5 empty] | Sub total | 1.08 | Cum
| Less man hole | 2 | 0.6 | 0.6 | 0.12 | 0.0864
[5 empty] | Sub Total | 0.0864 | (-)
[5 empty] | Total | 0.9936 | Cum
5 | Reinforcement for R.C.C. work including straightening, cutting, bending, placing in position and binding all complete. Thermo mechanically treated bars
|  | 1 | 0.9936 | 0.01 | 78.5 | 0.77998 | density
of steel
78.5q
percum
[5 empty] | Total | 0.77998 | Qtl
6 | Centring and shuttering including strutting,ropping etc. and removal for Suspended floors, roofs, landings, balconies and access platform.
| Base concrete | 2 | 3 | 0.1 |  | 0.6
|  | 2 | 3 | 0.1 |  | 0.6
| Slab | 1 | 3 | 3.76 |  | 11.28
|  | 2 | 3 | 0.12 |  | 0.72
|  | 2 | 3 | 0.12 |  | 0.72
|  | 1 |  | 3.9 |  | 3.9
[5 empty] | Total | 17.82 | Sqm
7 | Brick work with common burnt clay F.P.S. (non modular) bricks of class designation 7.5 in foundation and plinth in:
Ist step
|  | 2 | 3 | 0.46 | 1.8 | 4.968
|  | 2 | 3 | 0.46 | 1.8 | 4.968
[5 empty] | Total | 9.936 | Cum
8 | 12 mm cement plaster finished with a floating coat of neat cement of mix : 1:3 (1 cement: 3 fine sand)
|  | 2 | 3 | 1.85 |  | 11.1
|  | 2 | 3 | 1.85 |  | 11.1
[5 empty] | Total | 22.2 | Sqm
9 | Cement concrete flooring 1:2:4 (1 cement : 2 coarse sand : 4 graded stone aggregate) finished with a floating coat of neat cement, including cement slurry, but excluding the cost of nosing of steps etc. complete. 40 mm thick with 20 mm nominal size stone aggregate
|  | 1 | 3 | 3 |  | 9
[5 empty] | Total | 9 | Sqm

## electrical Summary (hidden)
ELECTRICAL SUMMARY
S.No. | DESCRIPTION | DSR | NSR
1 | INTERNAL WIRING | 1772284.5 | 0
2 | CONDUIT PIPES AND METAL BOXES FOR LV AND OTHER SERVICES. | 149064 | 0
3 | DISTRIBUTION BOARD | 203010 | 93376.548
4 | SUPPLY OF LIGHT & FAN FIXTURES | 0 | 392808.312
5 | ERECTION OF LIGHT & FAN FIXTURES | 42468 | 0
6 | EARTHING | 223257 | 55620
7 | LT CABLE AND ACCESSORIES | 21648 | 63864
8 | MISCELLANEOUS ITEMS | 746847.15 | 0
| TOTAL | 3158578.65 | 605668.86
| GRAND TOTAL (DSR+NSR) | 3764247.51

## electrical ESTIMATE (hidden)
S.NO. |  | Description of items | Unit | QTY | DSR |  | NSR
[5 empty] | RATE | AMOUNT | RATE | AMOUNT
1 |  | INTERNAL WIRING
1.01 | 1.3.3 | Wiring for light point/ fan point/ exhaust fan point/ call bell point with 1.5 sq.mm FRLS PVC insulated copper conductor single core cable in surface / recessed steel conduit, with modular switch, modular plate, suitable GI box and earthing the point with 1.5 sq.mm FRLS PVC insulated copper conductor single core cable etc. as required. | point | 138 | 1213 | 167394
1.02 | 1.4 | Wiring for twin control light point with 1.5 sq.mm FRLS PVC insulated copper conductor single core cable in surface /recessed steel conduit, 2 way modular switch, modular plate,suitable GI box and earthing the point with 1.5 sq.mm FRLS PVC insulated copper conductor single core cable etc. as required.( Lift well ) | point | 9 | 1290 | 11610
1.03 | 1.54.3 | Wiring for group controlled (looped) light point / fan point / exhaust fan point/ call bell point (without independent switch etc.) with1.5 sq. mm FRLS PVC insulated copper conductor single core cable in surface/ recessed steel conduit, and earthing the point with 1.5 sq. mm FRLS PVC insulated copper conductor single core cable etc. as required.-group-C | point | 87 | 707 | 61509
1.04 | 1.7.1 | Wiring for circuit wiring alongwith earth wire with the following sizes of HR-FR-LSH-lead free copper conductor, single core cable in surface/ recessed steel conduit as required. 2 X 1.5 sq. mm + 1 X 1.5 sq. mm earth wire | mtr | 351 | 208 | 73008
1.05 | 1.7.2 | Wiring for circuit/ submain wiring alongwith earth wire with the following sizes of FRLS PVC insulatedcopper conductor, single core cable in surface/ recessed steel conduit as required. 2 X 2.5 sq. mm + 1 X 2.5 sq. mm earth wire | mtr | 1386 | 229 | 317394
1.06 | 1.7.3 | Wiring for power plug with 2X4 sq. mm FRLS PVC insulated copper conductor single core cable in surface/ recessed steel conduit alongwith 1 No 4 sq. mm FRLS PVC insulated copperconductor single core cable for loop earthing as required. (FOR POWER PLUG ) | mtr | 1053 | 263 | 276939
a) | 1.7.10 | 4 X 10 sq. mm + 2 X 6 sq. mm earth wire for floor panel to L- DB | mtr | 438 | 670 | 293460
b) | 1.7.11 | 4 X 16 sq. mm + 2 X 6 sq. mm earth wire for floor panel to P-DB | mtr | 528 | 946 | 499488
1.07 | 1.24.1+1.24.4+1.27.2 | Supply and fixing suitable size GI box with modular plate and cover in front on surface or in recess, including providing and fixing 3 pin 5/6 amps modular socket outlet and 5/6 amps modular switch, connection, painting etc as required. | each | 69 | 463 | 31947
1.08 | 1.24.3+1.27.2+1.24.5 | Supply and fixing suitable size GI box with modular plate and cover in front on surface or in recess, including providing and fixing 16 Amp universal modular socket outlet and 15/16 amps modular switch,connection, painting etc as required. | each | 42 | 574 | 24108
1.09 | 1.25 | Supplying and fixing two module stepped type electronic fan regulator on the existing modular plate switch box including connections but excluding modular plate etc. as required. | each | 30 | 342 | 10260
1.1 | (DSR Civil-2018, Item no. 10.18) | Providing and fixing circular/ Hexagonal cast iron or M.S. sheet box for ceiling fan clamp, of internal dia 140 mm, 73 mm height, top lid of 1.5 mm thick M.S. sheet with its top surface hacked for proper bonding, top lid shall be screwed into the cast iron/ M.S. sheet box by means of 3.3 mm dia round headed screws, one lock at the corners. Clamp shall be made of 12 mm dia M.S. bar bent to shape as per standard drawing. | each | 30 | 172.25 | 5167.5
|  | Total carried over to summary |  |  |  | 1772284.5 |  | 0
2 |  | CONDUIT PIPES AND METAL BOXES FOR LV AND OTHER SERVICES.
2.01 |  | Supplying and fixing of Following sizes of PVC conduit along with the accessories like Junction boxes, bends, socket, fish wire etc. on surface/recess with M.S. Clamps, nuts and bolts including cutting of the wall and making good the same in case of recessed conduit as required. for LV
a) | 1.21.1 | 20mm | mtr | 438 | 84 | 36792
b) | 1.21.2 | 25mm | mtr | 528 | 90 | 47520
c) | 1.21.3 | 32mm | mtr | 264 | 92 | 24288
d) | 1.21.4 | 40mm | mtr | 177 | 130 | 23010
2.02 |  | Supply, fixing, connecting and testing of telephone / computer / TV modular sockets modular plate anodised MS box and blanking plate in surface / recessed including connectionetc as required.
a) | 1.24.6+1.27.1 | RJ-11 telephone socket two line with shutter | each | 9 | 362 | 3258
b) | 1.24.7+1.27.1 | TV antenna socket outlet | each | 3 | 362 | 1086
2.03 |  | Supplying and drawing following pair, 0.5 sq.mm. FR PVC insulated copper conductor, unarmoured telephone cable in existing surface/ recessed steel/ PVC conduit as required.
a) | 1.18.2 | 2 pair Telephone cable ( 0.5 sq.mm. ) | mtr | 141 | 20 | 2820
2.04 | 1.53 | Supplying and drawing of UTP 4 pair CAT 6 LAN Cable in the existing surface/ recessed Steel/ PVC conduit as required.
a) | 1.53.1 | 1 run of cable | mtr | 210 | 49 | 10290
|  | Total carried over to summary |  |  |  | 149064 |  | 0
3 |  | DISTRIBUTION BOARD
3.01 |  | Supplying and fixing following way, horizontal type three pole and neutral, sheet steel, MCB distribution board, 415 V, on surface/ recess, complete with tinned copper bus bar, neutral bus bar, earth bar, din bar, interconnections, powder painted including earthing etc. as required. (But without MCB / RCCB / Isolator)
a) | 2.4.2 | 6 way (4 + 18), Double door | each | 6 | 3693 | 22158
b) | 2.4.3 | 8 way (4 + 24), Double door L-DB + P DB+U DB | each | 9 | 4601 | 41409
3.02 |  | Supplying and fixing upto following amps rating, 240/415 volts, “C”curve, miniature circuit breaker suitable for inductive load of following poles in the existing MCB DB complete with connections,testing and commissioning etc. as required.
a) | 2.10.1 | 6-32 Amp (10KA) SP MCB 'C' Series | each | 171 | 199 | 34029
3.03 |  | Supplying and fixing following rating, double pole, (single phase and neutral), 240 volts, residual current circuit breaker (RCCB),having a sensitivity current upto 100 milliamperes in the existing MCB DB complete with connections, testing and commissioning etc. as required.
a) | 2.14.2 | 63 Amp SPN RCCB with 30 ma fault current rating | each | 6 | 2095 | 12570
b) | 2.14.3 | 40 Amp SPN RCCB with 30 ma fault current rating | each | 24 | 2640 | 63360
Incomer :-
3.04 | NSR | Supplying and fixing upto following amps rating, 240/415 volts, “C”curve, miniature circuit breaker suitable for inductive load of following poles in the existing MCB DB complete with connections,testing and commissioning etc. as required.
a) | NSR | 63A FP MCB | each | 3 |  |  | 2520 | 7560
b) | NSR | 40A FP MCB | each | 9 |  |  | 2442.528 | 21982.752
3.05 | 2.5 | Supplying and fixing of following ways surface/ recess mounting, vertical type, 415 V, TPN MCB distribution board of sheet steel, dust protected, duly powder painted, inclusive of 200 A tinned copper bus bar, common neutral link, earth bar, din bar for mounting MCBs (but without MCBs and MCCB incomer ) as required . (Note : Vertical type MCB TPDB is normally used where 3 phase outlets are required.)
| 2.5.3 | 12 way (4 + 36), Double door | each | 3 | 9828 | 29484
3.06 |  | Supplying and fixing upto following amps rating, of following poles in the existing MCB DB complete with connections,testing and commissioning etc. as required.
a) | NSR | 100A TPN MCCB, 16KA | each | 3 |  |  | 4781.532 | 14344.596
b) | NSR | 63A TP MCB | each | 9 |  |  | 2062.8 | 18565.2
c) | NSR | 40A TP MCB | each | 15 |  |  | 2061.6 | 30924
|  | Total carried over to summary |  |  |  | 203010 |  | 93376.548
4 |  | SUPPLY OF LIGHT & FAN FIXTURES
4.01 | NSR | Supply of lighting fixtures of surface mounted 15W LED Round Downlighter luminaire. The LED source used shall be complying with LM80 standards & LED source efficacy >150 lm/w. Epoxy white powder coated die cast aluminium housing; Efficient PMMA front visor;. The system lumen output of the luminaire of a minimum of 100 lms/W with color temprature of 5700 deg K (ANSI Bin) and CRI>80. Integral Driver with constant current constant voltage (CVCC), P.F >0.95, THD<10% and Surge Protection of atleast 3.5KV. | Each | 138 |  |  | 900 | 124200
4.02 | NSR | Supply of lighting fixtures of surface mounted 12W LED Round Downlighter luminaire. The LED source used shall be complying with LM80 standards & LED source efficacy >150 lm/w. Epoxy white powder coated die cast aluminium housing; Efficient PMMA front visor;. The system lumen output of the luminaire of a minimum of 100 lms/W with color temprature of 5700 deg K (ANSI Bin) and CRI>80. Integral Driver with constant current constant voltage (CVCC), P.F >0.95, THD<10% and Surge Protection of atleast 3.5KV. | Each | 30 |  |  | 859.008 | 25770.24
4.03 | NSR | Supply of lighting fixtures of surface mounted 10W LED Round Downlighter luminaire. The LED source used shall be complying with LM80 standards & LED source efficacy >150 lm/w. Epoxy white powder coated die cast aluminium housing; Efficient PMMA front visor;. The system lumen output of the luminaire of a minimum of 100 lms/W with color temprature of 5700 deg K (ANSI Bin) and CRI>80. Integral Driver with constant current constant voltage (CVCC), P.F >0.95, THD<10% and Surge Protection of atleast 3.5KV. | Each | 15 |  |  | 591.852 | 8877.78
4.04 | NSR | 20 W linear 4ft LED integrated batten made of ultra slim co-extruded polycarbonate channel with housing part in white finish & diffuser part in reeded opal finish.White finish ABS end caps with decorative circular coloured polycarbonate cap snap fitted on the end cap to enhance the aesthetic of the fixture. These end caps are snap-fitted to the fixture.High efficiency long life LED with lumen efficacy of 130 lm/W with viewing angle of 120º.Powered by an integral isolated low THD electronic LED driver ( SMPS based constant current supply) with output short circuit protection, surge protection.Can be fixed directly into the wall/ ceiling by means of mounting SS clips provided with the fixture. Lumen Output of 2110 lumens with System efficacy of >105lm/W .CRI >80, Color temperature 6500K, THD <20% and PF>0.95,IP20 . Life class of 35,000 hrs @ L70, Operating Temperature:-10 TO +45 DEG.C; Input Supply Voltage Range:140-270 V, Frequency :50-60 HZ. | Each | 3 |  |  | 606 | 1818
4.05 | NSR | Supply of 10W LED BulK head Fitting, The LED source used shall be complying with LM80 standards & LED source efficacy >120 lm/w. Epoxy white powder coated die cast aluminium housing; Efficient PMMA front visor;. The system lumen output of the luminaire of a minimum of 100 lms/W system efficacy with color temprature of 5700 deg K (ANSI Bin) and CRI>80. Integral Driver with constant current constant voltage (CVCC), P.F >0.9, THD<20%,IP65 and Surge Protection of atleast 5KV. | Each | 9 |  |  | 960 | 8640
4.06 | NSR | Supply of 100W flood light | Each | 9 |  |  | 8880 | 79920
4.07 | NSR | Supply of following Ceiling Fan :
a) |  | 1200mm Sweep similar to Havells CAT no. - samart /RR Kabil | each | 30 |  |  | 3480 | 104400
4.08 | NSR | Supplying of Heavy Duty Exhaust Fans
a) |  | 300 mm, 1400 RPM | each | 9 |  |  | 4353.588 | 39182.292
|  | Total carried over to summary |  |  |  | 0 |  | 392808.312
5 |  | ERECTION OF LIGHT & FAN FIXTURES
5.01 | 1.41 | Installation, testing and commissioning of pre-wired,fluorescent fitting / compact fluorescent fitting/ LED Light fitting of all types,complete with all accessories and tube/lamp etc. directly on ceiling/ wall, including connections with 1.5 sq. mm FRLS PVC insulated, copper conductor, single core cable and earthing etc.as required. | each | 192 | 168 | 32256
5.02 | 1.45 | Installation, testing and commissioning of ceiling fan, including wiring the down rods of standard length (upto 30 cm) with 1.5 sq.mm FRLS PVC insulated, copper conductor, single core cable,including providing and fixing phenolic laminated sheet cover on the fan box etc. as required. | each | 30 | 203 | 6090
FIXING EXHAUST FAN UPTO 450 MM SWEEP
5.03 | 1.5 | Installation, testing and commissioning of exhaust fan up to 450 mm sweep in the existing opening,including making the hole to suit the size of the above fan, making good the damage complete , connection , etc as required.-M/C ROOM & PUMP ROOM | each | 9 | 290 | 2610
5.04 | 1.51 | Extra for fixing the louvers/ shutters complete with frame for a exhaust fan of all sizes. | each | 9 | 168 | 1512
|  | Total carried over to summary |  |  |  | 42468 |  | 0
6 |  | EARTHING
6.01 | NSR | Supply of UL approved low carbon high tensile steel rod with copper coating of min 254 micron JK Chemrode - 0110 CBR the dia should be 25 mm with length of 10 feet ( 3000 mm) . The rod shall be as per IEC 62561-2 and approved by UL 467. The rod shall be tested from NABL lab for current discharge not less then 46kA peak. The Chemrode shall be surrounded with 25 kg ( 1 bag) of Earth enhance materiel JK Reslow according to IEC 62561-7 and the Chemical resistance value shall not increase more then 0.067 Ωm and same will be tested from NABL lab. along with earth pit chamber made up polyplastic. Size of -254x330x260 MM (Model similar to PPC01) | Each | 9 |  |  | 6180 | 55620
6.02 | 6.14 | Providing and laying G.I. tape 32 mm X 6 mm from earth electrode directly in ground as required. | Rmt | 264 | 176 | 46464
6.03 | 5.15 | Supply and Installation 25 mm x 5mm G.I. strip on surface or in recess for connection etc as required. | Rmt | 615 | 206 | 126690
6.04 | 5.16 | Supply and Installation 6 SWG G.I. wire on surface or in recess for loop earthing as required. | Rmt | 879 | 57 | 50103
|  | Total carried over to summary |  |  |  | 223257 |  | 55620
7 |  | LT CABLE AND ACCESSORIES
SUPPLY OF L.T. CABLE
7.01 |  | Supplying of following sizes of 1.1 KV grade multicore aluminium conductor XLPE insulated armoured cable conforming to IS:7098 (Part - I) complete with all amendments etc. as required
a |  | 4Cx10 | Meter | 21 |  |  | 138 | 2898
b |  | 4Cx16 | Meter | 21 |  |  | 162 | 3402
c |  | 4Cx25 | Meter | 21 |  |  | 216 | 4536
d |  | 3.5Cx35 | Meter | 99 |  |  | 252 | 24948
e |  | 3.5Cx50 | Meter | 48 |  |  | 270 | 12960
7.02 |  | Supply and Laying of heavy duty copper armored cables 1.1 KV grade including necessary support clamps at ceiling level and connection legs,glands etc complete in all respects.
a |  | Control cable 10 core 2 Sq.mm | Metre | 36 |  |  | 420 | 15120
7.03 | DSR 7.1 | Laying of one number PVC insulated and PVC sheathed / XLPE power cable of 1.1 kV grade of following size direct in ground including excavation, sand cushioning, protective covering and refilling the trench etc. as required.
a | DSR 7.1.3 | Above 35 sq. mm and upto 95 sq. mm | Meter | 24 | 223 | 5352
7.04 |  | Laying and fixing of one number PVC insulated and PVCsheathed / XLPE power cable of 1.1 KV grade of following size on wall surface as required.
a | 7.7.1 | Upto 35 sq. mm (clamped with 1mm thick saddle) | Meter | 54 | 39 | 2106
b | 7.7.2 | Above 35 sq. mm and upto 95 sq. mm (clamped with 25x3mm MS flat clamp) | Meter | 9 | 104 | 936
7.05 |  | Laying and fixing of one number PVC insulated and PVC sheathed / XLPE power cable of 1.1 KV grade of following size on cable tray as required.
a | 7.8.1 | Upto 35 sq. mm (clamped with 1mm thick saddle) | Meter | 69 | 33 | 2277
b | 7.8.2 | Above 35 sq. mm and upto 95 sq. mm (clamped with 25x3mm MS flat clamp) | Meter | 9 | 74 | 666
7.06 |  | Laying of one number PVC insulated and PVC sheathed / XLPE power cable of 1.1 KV grade of following size in the existing RCC/ HUME/ METAL pipe as required.
c | 7.5.3 | Above 35 sq. mm and upto 95 sq. mm | Meter | 21 | 64 | 1344
7.07 | 7.1 | Supplying and fixing cable route marker with 10 cm X 10 cm X 5 mm thick G.I. plate with inscription there on, bolted /welded to 35 mm X 35 mm X 6 mm angle iron, 60 cm long and fixing the same in ground as required | each | 3 | 383 | 1149
| DSR 9 | LT CABLE JOINTING & END TERMINATION
7.08 | DSR 9.1 | Supplying and Making End Termination With Brass Compression Gland and Aluminium lugs for Following Size of PVC Insulated and PVC Sheathed / XLPE Aluminium Conductor Cable of 1.1 kV Grade as Required.
a | DSR 9.1.32 | 4Cx10 sq. mm (25mm) | Each | 3 | 219 | 657
b | DSR 9.1.33 | 4Cx16 sq. mm (28mm) | Each | 3 | 250 | 750
c | DSR 9.1.34 | 4 X 25 sq. mm (28mm) | Each | 3 | 250 | 750
d | DSR 9.1.21 | 3½ X 35 sq. mm (32mm) | Each | 9 | 300 | 2700
e | DSR 9.1.22 | 3½ X 50 sq. mm (35mm) | Each | 9 | 329 | 2961
|  | Total carried over to summary |  |  |  | 21648 |  | 63864
8 |  | MISCELLANEOUS ITEMS
8.01 | 4.1 | Hot Dipped Galvanized Iron Cable Tray 4.6 Supplying and installing following size of perforated Hot Dipped Galvanised Iron cable tray (Galvanisation thickness not less than 50 microns) with perforation not more than 17.5%, in convenient sections, joined with connectors, suspended from the ceiling with G.I. suspenders including G.I. bolts & nuts, etc.as requiredSupplying and installing following size of perforated painted with powder coating M.S. cable trays with perforation not more than 17.5%, in convenient sections, joined with connectors, suspended from the ceiling with M.S. suspenders including bolts & nuts, painting suspenders etc. as required. (Cable Tray Bends as per Requirement)
a | 4.6.2 | 150 mm width X 50 mm depth X 1.6 mm thickness | mtr | 126 | 644 | 81144
b | 4.6.4 | 300 mm width X 50 mm depth X 1.6 mm thickness | mtr | 471 | 875 | 412125
c | 4.6.6 | 450 mm width X 50 mm depth X 2.0 mm thickness | mtr | 180 | 1213 | 218340
| DSR 2 | MISCELLANEOUS ITEMS -
8.02 | 2.21 | Providing and fixing M.V. danger notice plate of 200 mm X 150 mm, made of mild steel, at least 2 mm thick, and vitreous enameled white on both sides, and with inscription in single red colour on front side as required. | each | 1 | 149 | 149
RCC Hume pipes
8.03 |  | Providing, laying and fixing following dia RCC pipe NP2 class (light duty) in ground complete with RCC collars, jointing with cement mortar 1:2 (1 cement : 2 fine sand) including trenching (75 cm deep) and refilling etc. as required
| 14.14.2 | 150 mm dia | MTR | 13 | 998 | 12974
Manholes
8.04 |  | Construction of masonary chamber
a | civil 2019 18.34.1 | 900 x 900 x 1000 size | NOS | 1 | 16134.15 | 16134.15
8.05 |  | Supplying and laying of following size DWC HDPE pipe ISI marked along with all accessories like socket, bend, couplers etc. conforming to IS 14930, Part II complete with fitting and cutting, jointing etc. in the existing trench, complete as required
a | 14.15.1 | 63 mm dia (OD-63 mm & ID-51 mm nominal | mtr | 33 | 109 | 3597
b | 14.15.2 | 90 mm dia (OD-90 mm & ID-76 mm nominal) | mtr | 16 | 149 | 2384
|  | Total carried over to summary |  |  |  | 746847.15 |  | 0

## electrical Rate Analysis (hidden)
Quatation base on GeM Portal
ITEM NO | 3.04a |  | amount
Supplying and fixing upto following amps rating, 240/415 volts, “C”curve, miniature circuit breaker suitable for inductive load of following poles in the existing MCB DB complete with connections,testing and commissioning etc. as required.
63A FP MCB
1 | Basic Cost |  | 2100
| Add Centage and Installation Charge@5% | 5% | 105
| Add Contractor Profit@15% | 15% | 315
| Rate per MTR |  | 2520
| Say |  | 2520
ITEM NO | 3.04b |  | amount
Supplying and fixing upto following amps rating, 240/415 volts, “C”curve, miniature circuit breaker suitable for inductive load of following poles in the existing MCB DB complete with connections,testing and commissioning etc. as required.
40A FP MCB
1 | Basic Cost |  | 2035.44
| Add Centage and Installation Charge@5% | 5% | 101.772
| Add Contractor Profit@15% | 15% | 305.316
| Rate per MTR |  | 2442.528
| Say |  | 2442.528
ITEM NO | 3.06a |  | amount
Supplying and fixing upto following amps rating, of following poles in the existing MCB DB complete with connections,testing and commissioning etc. as required.
100A TPN MCCB, 18KA
1 | Basic Cost |  | 3984.61
| Add Centage and Installation Charge@5% | 5% | 199.2305
| Add Contractor Profit@15% | 15% | 597.6915
| Rate per MTR |  | 4781.532
| Say |  | 4781.532
ITEM NO | 3.06b |  | amount
Supplying and fixing upto following amps rating, of following poles in the existing MCB DB complete with connections,testing and commissioning etc. as required.
63A TP MCB
1 | Basic Cost |  | 1719
| Add Centage and Installation Charge@5% | 5% | 85.95
| Add Contractor Profit@15% | 15% | 257.85
| Rate per MTR |  | 2062.8
| Say |  | 2062.8
ITEM NO | 3.06c |  | amount
Supplying and fixing upto following amps rating, of following poles in the existing MCB DB complete with connections,testing and commissioning etc. as required.
40A TP MCB
1 | Basic Cost |  | 1718
| Add Centage and Installation Charge@5% | 5% | 85.9
| Add Contractor Profit@15% | 15% | 257.7
| Rate per MTR |  | 2061.6
| Say |  | 2061.6
ITEM NO | 4.01 |  | amount
Make | 15W LED LIGHT
1 | Basic Cost |  | 750
| Add Centage and Installation Charge@5% | 5% | 37.5
| Add Contractor Profit@15% | 15% | 112.5
| Rate per MTR |  | 900
| Say |  | 900
ITEM NO | 4.02 |  | amount
Make | 12W LED LIGHT
1 | Basic Cost |  | 715.84 | #REF!
| Add Centage and Installation Charge@5% | 5% | 35.792
| Add Contractor Profit@15% | 15% | 107.376
| Rate per MTR |  | 859.008
| Say |  | 859.008
ITEM NO | 4.03 |  | amount
Make | 10W LED LIGHT
1 | Basic Cost |  | 493.21
| Add Centage and Installation Charge@5% | 5% | 24.6605
| Add Contractor Profit@15% | 15% | 73.9815
| Rate per MTR |  | 591.852
| Say |  | 591.852
ITEM NO | 4.04 |  | amount
Make | 20W tubelight
1 | Basic Cost |  | 505
| Add Centage and Installation Charge@5% | 5% | 25.25
| Add Contractor Profit@15% | 15% | 75.75
| Rate per MTR |  | 606
| Say |  | 606
ITEM NO | 4.05 |  | amount
Make | 10W BULKHEAD
1 | Basic Cost |  | 800
| Add Centage and Installation Charge@5% | 5% | 40
| Add Contractor Profit@15% | 15% | 120
| Rate per MTR |  | 960
| Say |  | 960
ITEM NO | 4.06 |  | amount | #REF!
Make | 100w flood light
1 | Basic Cost |  | 7400
| Add Centage and Installation Charge@5% | 5% | 370
| Add Contractor Profit@15% | 15% | 1110
| Rate per MTR |  | 8880
| Say |  | 8880
ITEM NO | 4.07 |  | amount
Make | ceiling fan
1 | Basic Cost |  | 2900
| Add Centage and Installation Charge@5% | 5% | 145
| Add Contractor Profit@15% | 15% | 435
| Rate per MTR |  | 3480
| Say |  | 3480
ITEM NO | 4.08 |  | amount
Make | EXHAUST
1 | Basic Cost |  | 3627.99
| Add Centage and Installation Charge@5% | 5% | 181.3995
| Add Contractor Profit@15% | 15% | 544.1985
| Rate per MTR |  | 4353.588
| Say |  | 4353.588
ITEM NO | 6.01 |  | amount
Make | Earthing |  | APS
1 | Basic Cost |  | 5150
| Add Centage and Installation Charge@5% | 5% | 257.5
| Add Contractor Profit@15% | 15% | 772.5
| Rate per MTR |  | 6180
| Say |  | 6180
7.01
7.01 | Supply,Receiving of 1100V grade XLPE AA Cable as per follows;
a | 4core 10 sq. mm. Alu XLPE
(for 1 Metres)
1 | Basic Cost |  | 115
| Add Centage and Installation Charge@5% | 5% | 5.75
| Add Contractor Profit@15% | 15% | 17.25
| Rate per MTR |  | 138
| Say |  | 138
7.01 | Supply,Receiving of 1100V grade XLPE AA Cable as per follows;
b | 4 core 16 sq. mm. Alu XLPE
(for 1 Metres)
1 | Basic Cost |  | 135
| Add Centage and Installation Charge@5% | 5% | 6.75
| Add Contractor Profit@15% | 15% | 20.25
| Rate per MTR |  | 162
| Say |  | 162
7.01 | Supply,Receiving of 1100V grade XLPE AA Cable as per follows;
c | 4 core 25 sq. mm. Alu XLPE
(for 1 Metres)
1 | Basic Cost |  | 180
| Add Centage and Installation Charge@5% | 5% | 9
| Add Contractor Profit@15% | 15% | 27
| Rate per MTR |  | 216
| Say |  | 216
7.01 | Supply,Receiving of 1100V grade XLPE AA Cable as per follows;
d | 3.5 core 35 sq. mm. Alu XLPE
(for 1 Metres)
1 | Basic Cost |  | 210
| Add Centage and Installation Charge@5% | 5% | 10.5
| Add Contractor Profit@15% | 15% | 31.5
| Rate per MTR |  | 252
| Say |  | 252
7.01 | Supply,Receiving of 1100V grade XLPE AA Cable as per follows;
e | 3.5 core 50 sq. mm. Alu XLPE
(for 1 Metres)
1 | Basic Cost |  | 225
| Add Centage and Installation Charge@5% | 5% | 11.25
| Add Contractor Profit@15% | 15% | 33.75
| Rate per MTR |  | 270
| Say |  | 270
7.02 | Supply,Receiving of 1100V grade XLPE AA Cable as per follows;
a | 2 core 10 sq. mm. Alu XLPE
(for 1 Metres)
1 | Basic Cost |  | 350
| Add Centage and Installation Charge@5% | 5% | 17.5
| Add Contractor Profit@15% | 15% | 52.5
| Rate per MTR |  | 420
| Say |  | 420

## PLUMBING BOQ (hidden)
NAME OF WORK- CONSTRUCTION OF NEW COMMUNITY CENTRE AND ANGANWADI BHAWAN AT WARD NO. 79, BHARUWALA, DIST. DEHRADUN
BILL OF QUANTITY( PUBLIC HEALTH)
S.NO | DSR 2018 | DESCRIPTION OF ITEM | UNIT | QTY | RATE | AMOUNT
1 | 17.3.1 | Providing and fixing white viterous china pedestal type water closet (European type) with seat and lid, 10 litre low level white vitreous china flushing cistern & CP flush bend with fittings & CI brackets, 40 mm flush bend, overflow arrangement with specials of standard make and mosquito proof coupling of approved municipal design complete including painting of fittings and brackets, cutting and making good the walls and floors wherever required: W.C. pan with ISI marked white solid plastic seat and lid. | NOS | 12 | 6685 | 80220
2 | 17.1.1 | Providing and fixing water closet water closet squatting pan (Indian Type W.C Pan) with 100mm sand cast iron 'P' or 'S' trap, 10 ltrs low level, PVC flushing cistern with manually controlled device (handle lever)conforming to IS : 7231, with all fittings and fixtures complete including cutting and making good the walls and floors wherever requiredand as per direction of Engineer -In-charge: White Vitreous China Orissa pattern W.C pan of size 580 x 440 mm with integral type foot rests. | Nos | 0 | 5421.5 | 0
3 | 18.49 | Providing and fixing C.P. brass short body bib cock with flange of approved quality confirming to IS: 8931
| 18.49.1 | 15mm nomonal bore | Nos | 12 | 418.95 | 5027.4
| 17.7 | Providing and fixing wash basin with CI/MS brackets, 15mm CP brass pillar taps, 32mm CP brass waste of standard pattern, including painting of fitting and brackets, cutting and making good the walls wherever required.
4 | 17.7.3 | White Vitreous China wash basin (oval) size550 x 400 mm with single 15mm CP brass pillar tap | Nos | 0 | 2846.9 | 0
5 | 17.7.4 | White Vitreous China flat back wash basin size550 x 400 mm with single 15mm CP brass pillar tap | Nos | 12 | 2510.45 | 30125.4
6 | 17.7 | Providing & fixing PTMT Bottle trap for wash basin and sink
| 17.70.2 | Bottle trap 38mm single piece moulded with height of 270mm, effective length of tail pipe 260mm from centre of the waste coupling 77mm breadth with 25mm minimum water seal, weighing not less than 263gms. | Nos | 12 | 348.6 | 4183.2
7 | 17.4 | Providing and fixing white vitreous china flat back or wall corner type lipped front urinal basin of 430x260x350mm and340x410x265mm sizes respectively with automatic flushing cistern with standard flush pipe and C.P. brass spreaders with brass union and G.I clamps complete, including painting and brakets, cutting and making good the walls and floor wherever required
| 17.4.1 | One urinal basin with 5 litre white PVC automatic flushing cistern | Nos | 3 | 4982.25 | 14946.75
8 | 18.53 | Providing and fixing C.P. brass quality angle valve15 mm dia. For basin mixer and gyser points of approved quality, confirming to IS : 8931
| 18.53.1 | 15mm nomonal bore | Nos | 12 | 532 | 6384
| 18.52 | Providing and fixing C.P. brass stop cock (concealed) of standard design and of approved make confirming to IS : 8931.
9 | 18.52.1 | 15mm nomonal bore | Nos | 12 | 606.25 | 7275
10 | 17.71 | Providing & fixing PTMT liquid soap container109mm wide,125mm high and 112mm distance from wall of standard shape and brackets of the same materials with snap fittings of approved quality and colour weighing not less than 105 gms. | Nos | 12 | 158.55 | 1902.6
11 | 17.72 | Providing & fixing PTMT towel ring trapezoidal shape 215 mm long,200mm wide with a minimum distance of 37mm from wall face with concealed fitting arrangement of approved quality and colour weighing not less than 88 gms. | Nos | 4 | 228.2 | 912.8
12 | 17.3 | Providing and fixing in position 25 mm diameter mosquito proof coupling of approved municipal design. | Nos | 12 | 45 | 540
13 | 17.31 | Providing & fixing 600x450mm beveled edge mirror of superior glass ( of approved quality) complete with 6mm thick hard board ground fixed to wooden cleats with C.P. brass screws and washer complete. | Nos | 12 | 1283.05 | 15396.6
14 | 17.34 | Providing and fixing toilet paper holder
| 17.34.1 | C.P. brass | Nos | 12 | 583.75 | 7005
15 | 17.35 | Providing and fixing soil, waste and vent pipes:
| 17.35.1 | 100 mm dia
| 17.35.1.2 | Centrifugally cast (spun) iron socketed pipe as per IS 3989. | Metre | 150 | 1092.2 | 163830
16 | 17.35.2 | 75 mm
| 17.35.2.2 | Centrifugally cast (spun) iron socketed pipe as per IS 3989 | Metre | 150 | 992.05 | 148807.5
17 | 17.37 | Providing and fixing M.S holder-bat clamps of approved design to sand cast iron/sand cast iron (spun) pipe embedded in and including cement concrete blocks 10x10x10cm of 1:2:4 mix ( 1cement:2coarse sand: 4 graded stone aggregate 20mm nominal size) including cost of cutting holes and making good the walls etc
| 17.37.1 | For 100 mm dia pipe | Nos | 30 | 287.45 | 8623.5
18 | 17.37.2 | For 75 mm dia pipe | Nos | 30 | 283.4 | 8502
| 17.38 | Providing and fixing bend of required degre with access door, insertion rubber washer 3 mm thick, bolts and nuts complete.
| 17.38.1 | 100 mm
19 | 17.38.1.2 | Centrifugally Cast (Spun)Iron S & S pipe as per IS : 3989 | Nos | 30 | 461.65 | 13849.5
| 17.39 | Providing and fixing plain bend of required degree
| 17.39.1 | 100 mm
20 | 17.39.1.2 | Centrifugally Cast (Spun)Iron S & S pipe as per IS : 3989 | Nos | 30 | 390.75 | 11722.5
| 17.39.2 | 75 mm
21 | 17.39.2.2 | Centrifugally Cast (Spun)Iron S & S pipe as per IS : 3989 | Nos | 30 | 289.75 | 8692.5
| 17.43 | Providing and fixing single equal plain junction of required degree with access door, insersion rubber washer 3 mm thick, bolts and nuts complete.
| 17.43.1 | 100x100x100 mm
22 | 17.43.1.2 | Sand cast iron S & S as per IS 3989 | Nos | 30 | 722.55 | 21676.5
| 17.43.2 | 75x75x75 mm
23 | 17.43.2.2 | Sand cast iron S & S as per IS 3989 | Nos | 30 | 549.35 | 16480.5
| 17.49 | Providing and fixing double equal plain inverted branch of required degree
| 17.49.1 | 100x100x100x100 mm
24 | 17.49.1.2 | Sand cast iron S & S as per IS 3989 | Nos | 30 | 745.3 | 22359
| 17.56 | Providing and fixing terminal guard.
| 17.56.1 | 100 mm
25 | 17.56.1.2 | Sand cast iron S & S as per IS 3989 | Nos | 30 | 389.4 | 11682
| 17.56.2 | 75 mm
26 | 17.56.2.2 | Sand cast iron S & S as per IS 3989 | Nos | 30 | 309.85 | 9295.5
| 17.57 | Providing and fixing collar
| 17.57.1 | 100 mm
27 | 17.57.1.2 | Sand cast iron S & S as per IS 3989 | Nos | 30 | 409.45 | 12283.5
| 17.57.2 | 75 mm
28 | 17.57.2.2 | Sand cast iron S & S as per IS 3989 | Nos | 30 | 256.3 | 7689
| 17.58 | Providing lead caulked joints to sand cast iron/centrifugally cast (spun) iron pipes and fittings of diameter:
29 | 17.58.1 | 100 mm | Nos | 30 | 481.45 | 14443.5
30 | 17.58.2 | 75 mm | Nos | 30 | 407.9 | 12237
| 17.59 | Providing and fixing M.S stays and clamps for sand cast iron / Centrifugally Cast (Spun) Iron Pipes iron pipes of diameter.
31 | 17.59.1 | 100 mm | Nos | 30 | 126.5 | 3795
32 | 17.59.2 | 75 mm | Nos | 30 | 78.4 | 2352
Internal Work - Exposed on wall
| 18.7 | Providing and fixing Chlorinated Polyvinyl Chloride (CPVC) pipes, having thermal stability for hot and cold water supply including all CPVC plain and brass threaded fittings including fixing the pipe with clamps at 1.00 M spacing. This include jointing of pipes & fitting with one step CPVC solvent cement and the cost of cutting chases and making good the same including testing of joints complete as per direction of Engineer in charge.
33 | 18.7.1 | 15 mm nominal outer dia Pipes | Metre | 150 | 241.55 | 36232.5
34 | 18.7.2 | 20 mm nominal outer dia Pipes | Metre | 150 | 306.95 | 46042.5
35 | 18.7.3 | 25 mm nominal outer dia Pipes | Metre | 150 | 369.2 | 55380
36 | 18.7.4 | 32 mm nominal dia Pipes | Metre | 150 | 480.55 | 72082.5
| 18.8 | Providing and fixing Chlorinated Polyvinyl Chloride (CPVC) pipes, having thermal stability for hot and cold water supply including all CPVC plain and brass threaded fittings including fixing the pipe with clamps at 1.00 M spacing. This include jointing of pipes & fitting with one step CPVC solvent cement and the cost of cutting chases and making good the same including testing of joints complete as per direction of Engineer in charge.
Concealed work including cutting chases and making good the walls etc.
37 | 18.8.1 | 15 mm nominal outer dia Pipes | Metre | 150 | 409.65 | 61447.5
38 | 18.8.2 | 20 mm nominal outer dia Pipes | Metre | 150 | 478.15 | 71722.5
39 | 18.8.3 | 25 mm nominal outer dia Pipes | Metre | 150 | 561.95 | 84292.5
40 | 18.8.4 | 32 mm nominal outer dia Pipes | Metre | 150 | 679.15 | 101872.5
External Works
| 18.9 | Providing and fixing Chlorinated Polyvinyl Chloride (CPVC) pipes, having thermal stability for hot and cold water supply including all CPVC plain and brass threaded fittings. This include jointing of pipes & fitting with one step CPVC solvent cement, trenching, refilling & testing of joints complete as per direction of Engineer in charge.
41 | 18.9.6 | 50 mm nominal outer dia Pipes | Metre | 150 | 791.65 | 118747.5
42 | 18.9.7 | 62.50 mm nominal outer dia Pipes | Metre | 150 | 1552.3 | 232845
| 18.18 | Providing & fixing ball valve (brass) of approved quality, High or low pressure with plastic floats complete
43 | 18.18.1 | 15 mm nominal bore | Nos | 30 | 338.7 | 10161
44 | 18.18.2 | 20 mm nominal bore | Nos | 30 | 386.4 | 11592
45 | 18.18.3 | 25 mm nominal bore | Nos | 30 | 394 | 11820
| 18.17 | Providing & fixing gun metal gate valve with C.I wheel of approved quality, (Screwd end)
46 | 18.17.2 | 32 mm nominal bore | Nos | 30 | 581.25 | 17437.5
47 | 18.17.3 | 40 mm nominal bore | Nos | 30 | 678.4 | 20352
48 | 18.17.4 | 50 mm nominal obore | Nos | 30 | 869.2 | 26076
49 | 18.48 | Providing and placing on terrace (at all floor levels polyethylene water storage tank ISI : 12701 marked water storage tank with cover and suitable locking arrangement and making necessary holes for inlet outlet and overflow pipes but without fittings and the base suport for tank | Lit | 8000 | 8.8 | 70400
50 | 18.32.1 | Constructing masonary chamber 30x30xx50 cm, inside with 75 class designation brick work in cement mortar 1:4 ( 1 cement : f fine sand) for gate valve with C. I. susface box 100x100x75 mm (inside) with hinged cover fixed in cement concrete slab 1:2:4 (1 cement : 2 coarse sand : 4 graded stone aggregate 20 mm nominal size) necessary excavation foundation concrete 1:5:10 (1cement : 5 fine sand : 10 graded stone aggregate 40 mm nominal size) and inside plastering with cement mortar 1 : 3 ( 1 cement : 3 coarse sand) 12 mm thick finished with a floating coat of neat cement complete as per standard design with F. P. S. bricks | Nos | 9 | 1582.45 | 14242.05
51 | 12.41.2 | Providing and fixing on wall face unplasticised Rigid PVC rain water pipes conforming to IS : 13592 Type A, including jointing with seal ring conforming to IS : 5382, leaving 10 mm gap for thermal expansion, (i) Single socketed pipes. 110mm Dia | Rmt | 72 | 305.05 | 21963.6
52 | 12.42 | Providing and fixing on wall face unplasticised - PVC moulded fittings/ accessories for unplasticised Rigid PVC rain water pipes conforming to IS : 13592 Type A, including jointing with seal ring conforming to IS : 5382, leaving 10 mm gap for thermal expansion.
| 12.42.1.2 | Coupler 110mm | Nos | 6 | 117.8 | 706.8
| 12.42.5.2 | Bend 87.5° 110mm Bend | Nos | 12 | 129.85 | 1558.2
53 | 12.43.2 | Providing and fixing Unplasticised -PVC pipe clips of approved design to Unplasticised - PVC rain water pipes by means of 50x50x50mm hard wood plugs, screwed with M.S. screws of required length including cutting brick work and fixing in cement mortar 1:4 (1 cement : 4 coarse sand) and making good the wall etc. complete. 110 mm | Nos | 36 | 288.8 | 10396.8
54 | 7118 | Providing and fixing 40mm dia with length not less than 700mm waste pipe for sink and wash basin. complete job. | NOS | 12 | 33 | 396
|  | G.TOTAL |  |  |  | 1770006.7

## PLUMBING (hidden)
NAME OF WORK- CONSTRUCTION OF NEW COMMUNITY CENTRE AND ANGANWADI BHAWAN AT WARD NO. 79, BHARUWALA, DIST. DEHRADUN
DETAIL OF MEASUREMENT( PUBLIC HEALTH)
S.NO | DSR 2018 | DESCRIPTION OF ITEM | NO'S |  | L | B | H | QTY | UNIT
1 | 17.3.1 | Providing and fixing white viterous china pedestal type water closet (European type) with seat and lid, 10 litre low level white vitreous china flushing cistern & CP flush bend with fittings & CI brackets, 40 mm flush bend, overflow arrangement with specials of standard make and mosquito proof coupling of approved municipal design complete including painting of fittings and brackets, cutting and making good the walls and floors wherever required: W.C. pan with ISI marked white solid plastic seat and lid.
|  | ROOM TOILET'S | 3 | 1 |  |  |  | 3
|  | MALE TOILET | 3 | 1 |  |  |  | 3
|  | FEMALE TOILET | 3 | 1 |  |  |  | 3
|  | HANDICAP | 3 | 1 |  |  |  | 3
[8 empty] | 12 | Nos
2 | 17.1 | Providing and fixing water closet water closet squatting pan (Indian Type W.C Pan) with 100mm sand cast iron 'P' or 'S' trap, 10 ltrs low level, PVC flushing cistern with manually controlled device (handle lever)conforming to IS : 7231, with all fittings and fixtures complete including cutting and making good the walls and floors wherever requiredand as per direction of Engineer -In-charge: White Vitreous China Orissa pattern W.C pan of size 580 x 440 mm with integral type foot rests.
|  | MALE TOILET | 0 | 1 |  |  |  | 0
|  | FEMALE TOILET | 0 | 1 |  |  |  | 0
[8 empty] | 0 | NOS
3 | 18.49.1 | Providing and fixing C.P. brass short body bib cock with flange of approved quality confirming to IS:8931 15mm nomonal bore
|  |  | 1 | 12 |  |  |  | 12
|  |  | 1 | 0 |  |  |  | 0
[8 empty] | 12 | Nos
4 | 17.7 | Providing and fixing wash basin with CI/MS brackets, 15mm CP brass pillar taps, 32mm CP brass waste of standard pattern, including painting of fitting and brackets, cutting and making good the walls wherever required.
| 17.7.3 | White Vitreous China wash basin (oval) size550 x 400 mm with single 15mm CP brass pillar tap
|  | MALE TOILET | 0 | 3 |  |  |  | 0
|  | FEMALE TOILET | 0 | 2 |  |  |  | 0
[7 empty] | TOTAL | 0 | NOS
5 | 17.7.4 | White Vitreous China flat back wash basin size550 x 400 mm with single 15mm CP brass pillar tap
|  | ROOM TOILET'S | 3 | 1 |  |  |  | 3
|  | MALE TOILET | 3 | 1 |  |  |  | 3
|  | FEMALE TOILET | 3 | 1 |  |  |  | 3
|  | HANDICAP | 3 | 1 |  |  |  | 3
[7 empty] | TOTAL | 12 | NOS
6 | 17.7 | Providing & fixing PTMT Bottle trap for wash basin and sink
| 17.70.2 | Bottle trap 38mm single piece moulded with height of 270mm, effective length of tail pipe 260mm from centre of the waste coupling 77mm breadth with 25mm minimum water seal, weighing not less than 263gms.
|  |  | 1 | 0 |  |  |  | 0
|  |  | 1 | 12 |  |  |  | 12
[7 empty] | TOTAL | 12 | Nos
| 17.4 | Providing and fixing white vitreous china flat back or wall corner type lipped front urinal basin of 430x260x350mm and340x410x265mm sizes respectively with automatic flushing cistern with standard flush pipe and C.P. brass spreaders with brass union and G.I clamps complete, including painting and brakets, cutting and making good the walls and floor wherever required
7 | 17.4.1 | One urinal basin with 5 litre white PVC automatic flushing cistern | 3 | 1 |  |  |  | 3 | Nos
8 | 18.53 | Providing and fixing C.P. brass quality angle valve15 mm dia. For basin mixer and gyser points of approved quality, confirming to IS : 8931
| 18.53.1 | 15mm nomonal bore | 12 | 1 |  |  |  | 12 | Nos
9 | 18.52 | Providing and fixing C.P. brass stop cock (concealed) of standard design and of approved make confirming to IS : 8931.
| 18.52.1 | 15mm nomonal bore | 12 | 1 |  |  |  | 12 | Nos
10 | 17.71 | Providing & fixing PTMT liquid soap container109mm wide,125mm high and 112mm distance from wall of standard shape and brackets of the same materials with snap fittings of approved quality and colour weighing not less than 105 gms.
|  | ROOM TOILET'S | 3 | 1 |  |  |  | 3
|  | MALE TOILET | 3 | 1 |  |  |  | 3
|  | FEMALE TOILET | 3 | 1 |  |  |  | 3
|  | HANDICAP TOILET | 3 | 1 |  |  |  | 3
[8 empty] | 12 | Nos
11 | 17.72 | Providing & fixing PTMT towel ring trapezoidal shape 215 mm long,200mm wide with a minimum distance of 37mm from wall face with concealed fitting arrangement of approved quality and colour weighing not less than 88 gms.
|  | ROOM TOILET'S | 3 | 1 |  |  |  | 3
|  |  | 1 | 1 |  |  |  | 1
[8 empty] | 4 | Nos
12 | 17.3 | Providing and fixing in position 25 mm diameter mosquito proof coupling of approved municipal design.
|  |  | 12 | 1 |  |  |  | 12
[8 empty] | 12 | Nos
13 | 17.31 | Providing & fixing 600x450mm beveled edge mirror of superior glass ( of approved quality) complete with 6mm thick hard board ground fixed to wooden cleats with C.P. brass screws and washer complete.
|  |  | 3 | 1 |  |  |  | 3
|  |  | 3 | 1 |  |  |  | 3
|  |  | 3 | 1 |  |  |  | 3
|  |  | 3 | 1 |  |  |  | 3
[7 empty] | TOTAL | 12 | Nos
14 | 17.34.1 | Providing and fixing toilet paper holder C.P. brass
|  |  | 3 | 1 |  |  |  | 3
|  |  | 3 | 1 |  |  |  | 3
|  |  | 3 | 1 |  |  |  | 3
|  |  | 3 | 1 |  |  |  | 3
[7 empty] | TOTAL | 12 | Nos
15 | 17.35 | Providing and fixing soil, waste and vent pipes:
| 17.35.1 | 100 mm dia
| 17.35.1.2 | Centrifugally cast (spun) iron socketed pipe as per IS 3989.
|  |  | 1 | 3 | 50 |  |  | 150 | Rmt
16 | 17.35.2 | 75 mm
| 17.35.2.2 | Centrifugally cast (spun) iron socketed pipe as per IS 3989 | 1 | 3 | 50 |  |  | 150 | Rmt
| 17.37 | Providing and fixing M.S holder-bat clamps of approved design to sand cast iron/sand cast iron (spun) pipe embedded in and including cement concrete blocks 10x10x10cm of 1:2:4 mix ( 1cement:2coarse sand: 4 graded stone aggregate 20mm nominal size) including cost of cutting holes and making good the walls etc
17 | 17.37.1 | For 100 mm dia pipe | 1 | 30 |  |  |  | 30 | Nos
18 | 17.37.2 | For 75 mm dia pipe | 1 | 30 |  |  |  | 30 | Nos
19 | 17.38 | Providing and fixing bend of required degre with access door, insertion rubber washer 3 mm thick, bolts and nuts complete.
| 17.38.1 | 100 mm
| 17.38.1.2 | Centrifugally Cast (Spun)Iron S & S pipe as per IS : 3989 | 1 | 30 |  |  |  | 30 | Nos
20 | 17.39 | Providing and fixing plain bend of required degree
| 17.39.1 | 100 mm
| 17.39.1.2 | Centrifugally Cast (Spun)Iron S & S pipe as per IS : 3989 | 1 | 30 |  |  |  | 30 | Nos
21 | 17.39.2 | 75 mm
| 17.39.2.2 | Centrifugally Cast (Spun)Iron S & S pipe as per IS : 3989 | 1 | 30 |  |  |  | 30 | Nos
22 | 17.43 | Providing and fixing single equal plain junction of required degree with access door, insersion rubber washer 3 mm thick, bolts and nuts complete.
| 17.43.1 | 100x100x100 mm
| 17.43.1.2 | Sand cast iron S & S as per IS 3989 | 30 |  |  |  |  | 30 | Nos
23 | 17.43.2 | 75x75x75 mm
|  | Sand cast iron S & S as per IS 3989 | 30 |  |  |  |  | 30 | Nos
24 | 17.49 | Providing and fixing double equal plain inverted branch of required degree
| 17.49.1 | 100x100x100x100 mm
| 17.49.1.2 | Sand cast iron S & S as per IS 3989 | 30 |  |  |  |  | 30 | Nos
25 | 17.56 | Providing and fixing terminal guard.
| 17.56.1 | 100 mm
| 17.56.1.2 | Sand cast iron S & S as per IS 3989 | 30 |  |  |  |  | 30 | Nos
26 | 17.56.2 | 75 mm
| 17.56.2.2 | Sand cast iron S & S as per IS 3989 | 30 |  |  |  |  | 30 | Nos
27 | 17.57 | Providing and fixing collar
| 17.57.1 | 100 mm
| 17.57.1.2 | Sand cast iron S & S as per IS 3989 | 30 |  |  |  |  | 30 | Nos
28 | 17.57.2 | 75 mm
| 17.57.2.2 | Sand cast iron S & S as per IS 3989 | 30 |  |  |  |  | 30 | Nos
| 17.58 | Providing lead caulked joints to sand cast iron/centrifugally cast (spun) iron pipes and fittings of diameter:
29 | 17.58.1 | 100 mm | 30 |  |  |  |  | 30 | Nos
30 | 17.58.2 | 75 mm | 30 |  |  |  |  | 30 | Nos
| 17.59 | Providing and fixing M.S stays and clamps for sand cast iron / Centrifugally Cast (Spun) Iron Pipes iron pipes of diameter.
31 | 17.59.1 | 100 mm | 30 |  |  |  |  | 30 | Nos
32 | 17.59.2 | 75 mm | 30 |  |  |  |  | 30 | Nos
| 18.7 | Providing and fixing Chlorinated Polyvinyl Chloride (CPVC) pipes, having thermal stability for hot and cold water supply including all CPVC plain and brass threaded fittings including fixing the pipe with clamps at 1.00 M spacing. This include jointing of pipes & fitting with one step CPVC solvent cement and the cost of cutting chases and making good the same including testing of joints complete as per direction of Engineer in charge.
Internal Work - Exposed on wall
33 | 18.7.1 | 15 mm nominal outer dia Pipes | 150 |  |  |  |  | 150 | Metre
34 | 18.7.2 | 20 mm nominal outer dia Pipes | 150 |  |  |  |  | 150 | Metre
35 | 18.7.3 | 25 mm nominal outer dia Pipes | 150 |  |  |  |  | 150 | Metre
36 | 18.7.4 | 32 mm nominal dia Pipes | 150 |  |  |  |  | 150 | Metre
| 18.8 | Providing and fixing Chlorinated Polyvinyl Chloride (CPVC) pipes, having thermal stability for hot and cold water supply including all CPVC plain and brass threaded fittings including fixing the pipe with clamps at 1.00 M spacing. This include jointing of pipes & fitting with one step CPVC solvent cement and the cost of cutting chases and making good the same including testing of joints complete as per direction of Engineer in charge.
Concealed work including cutting chases and making good the walls etc.
37 | 18.8.1 | 15 mm nominal outer dia Pipes | 150 |  |  |  |  | 150 | Metre
38 | 18.8.2 | 20 mm nominal outer dia Pipes | 150 |  |  |  |  | 150 | Metre
39 | 18.8.3 | 25 mm nominal outer dia Pipes | 150 |  |  |  |  | 150 | Metre
40 | 18.8.4 | 32 mm nominal outer dia Pipes | 150 |  |  |  |  | 150 | Metre
| 18.9 | Providing and fixing Chlorinated Polyvinyl Chloride (CPVC) pipes, having thermal stability for hot and cold water supply including all CPVC plain and brass threaded fittings. This include jointing of pipes & fitting with one step CPVC solvent cement, trenching, refilling & testing of joints complete as per direction of Engineer in charge.
External Works
41 | 18.9.1 | 50 mm nominal outer dia Pipes | 150 |  |  |  |  | 150 | Metre
42 | 18.9.2 | 62.50 mm nominal outer dia Pipes | 150 |  |  |  |  | 150 | Metre
| 18.18 | Providing & fixing ball valve (brass) of approved quality, High or low pressure with plastic floats complete
43 | 18.18.1 | 15 mm nominal bore | 30 |  |  |  |  | 30 | Nos
44 | 18.18.2 | 20 mm nominal bore | 30 |  |  |  |  | 30 | Nos
45 | 18.18.3 | 25 mm nominal bore | 30 |  |  |  |  | 30 | Nos
| 18.17 | Providing & fixing gun metal gate valve with C.I wheel of approved quality, (Screwd end)
46 | 18.17.2 | 32 mm nominal bore | 30 |  |  |  |  | 30 | Nos
47 | 18.17.3 | 40 mm nominal bore | 30 |  |  |  |  | 30 | Nos
48 | 18.17.4 | 50 mm nominal obore | 30 |  |  |  |  | 30 | Nos
49 | 18.48 | Providing and placing on terrace (at all floor levels polyethylene water storage tank ISI : 12701 marked water storage tank with cover and suitable locking arrangement and making necessary holes for inlet outlet and overflow pipes but without fittings and the base suport for tank
|  |  | 2000 |  | 4 |  |  | 8000 | Lit
50 | 18.32.1 | Constructing masonary chamber 30x30xx50 cm, inside with 75 class designation brick work in cement mortar 1:4 ( 1 cement : f fine sand) for gate valve with C. I. susface box 100x100x75 mm (inside) with hinged cover fixed in cement concrete slab 1:2:4 (1 cement : 2 coarse sand : 4 graded stone aggregate 20 mm nominal size) necessary excavation foundation concrete 1:5:10 (1cement : 5 fine sand : 10 graded stone aggregate 40 mm nominal size) and inside plastering with cement mortar 1 : 3 ( 1 cement : 3 coarse sand) 12 mm thick finished with a floating coat of neat cement complete as per standard design with F. P. S. bricks
|  |  | 7 | 1 |  |  |  | 7
|  |  | 2 | 1 |  |  |  | 2
[7 empty] | TOTAL | 9 | NOS
51 | 12.41.2 | Providing and fixing on wall face unplasticised Rigid PVC rain water pipes conforming to IS : 13592 Type A, including jointing with seal ring conforming to IS : 5382, leaving 10 mm gap for thermal expansion, (i) Single socketed pipes. 110mm Dia
|  |  | 1 | 6 | 12 |  |  | 72
[7 empty] | Total | 72 | Rmt
52 | 12.42 | Providing and fixing on wall face unplasticised - PVC moulded fittings/ accessories for unplasticised Rigid PVC rain water pipes conforming to IS : 13592 Type A, including jointing with seal ring conforming to IS : 5382, leaving 10 mm gap for thermal expansion.
| 12.42.1.2 | Coupler 110mm | 6 | 1 |  |  |  | 6 | Nos
| 12.42.5.2 | Bend 87.5° 110mm Bend | 6 | 2 |  |  |  | 12 | Nos
53 | 12.43.2 | Providing and fixing Unplasticised -PVC pipe clips of approved design to Unplasticised - PVC rain water pipes by means of 50x50x50mm hard wood plugs, screwed with M.S. screws of required length including cutting brick work and fixing in cement mortar 1:4 (1 cement : 4 coarse sand) and making good the wall etc. complete.
|  | 110 mm | 6 | 6 |  |  |  | 36 | Nos
54 | 7118 | Providing and fixing 40mm dia with length not less than 700mm waste pipe for sink and wash basin. complete job.
|  |  | 3 | 1 |  |  |  | 3
|  |  | 3 | 1 |  |  |  | 3
|  |  | 3 | 1 |  |  |  | 3
|  |  | 3 | 1 |  |  |  | 3
[7 empty] | TOTAL | 12 | Nos

## ABS Septic Tank (hidden)
NAME OF WORK- CONSTRUCTION OF NEW COMMUNITY CENTRE AND ANGANWADI BHAWAN AT WARD NO. 79, BHARUWALA, DIST. DEHRADUN
SEPTIC TANK & SOAK PIT
ABSTRACT OF COST
S.No. | DSR 2018 | Description | QTY | Unit | Rate | Amount
1 | 2.8.1 | Excavation in foundation :in ordinary soil including lift up to 1.5 meter (5ft) and lead up to 30 meters (100ft) and including filling , watering and ramming of excavated earth into the the trenches or into the space between the building and the sides of foundatin trenches or into the plinth and removal and disposal of surplus earth as directed by the engineer-in-charge trenches including cost of labour T&P complete.
|  | All kinds of soil. | 15.616 | Cum | 252.3 | 3939.9256
2 | 2.25 | Earth work in excavation by mechanical means (Hydraulic excavator)/ manual means over areas (exceeding 30cm in depth. 1.5m in width as well as 10 sqm on plan) including disposal of excavated earth, lead upto 50m and lift upto 1.5m, for plinth filling including watering remaning and drassing complete. | 3.1232 | Cum | 219.65 | 686.0124
3 | 4.1 | Providing and laying in position cement concrete of specified grade excluding the cost of centering and shuttering - All work up to plinth level
| 4.1.8 | 1:4:8 (1 Cement : 4 coarse sand : 8 graded stone aggregate 40 mm nominal size). | 0.84411 | Cum | 5789.6 | 4887.0593
4 | 5.2.2 | Reinforced cement concrete work in walls (any thickness), including attached pilasters, buttresses, plinth and string courses, fillets, columns, pillars, piers,abutments, posts and struts etc. upto floor five level excluding cost of centring, shuttering, finishing and reinforcement
| 5.2.2 | 1:1.5:3 (1 cement : 1.5 coarse sand : 3 graded stone aggregate 20 mm nominal size) | 0.86739 | Cum | 9306 | 8071.9081
5 | 5.22.6 | Reinforcement for R.C.C. work including straightening, cutting, bending, placing in position and binding all complete. Thermo-Mechanically Treated bars | 68.0899 | kg | 83.5 | 5685.5082
6 | 5.9 | Centring and shuttering including strutting,ropping etc. and removal of form for
| 5.9.3 | Suspended floors, roofs, landings, balconies and access platform. | 13.9126 | Sqm | 693.05 | 9642.1274
7 | 6.1.2 | Brick work with F.P.S. bricks of class designation 75 in foundation and plinth in
| 6.1.2 | Cement mortar 1:6 (1 cement : 6 coarse sand) | 5.4159 | Cum | 6157.45 | 33348.2874
8 | 13.7.1 | 12 mm cement plaster finished with a floating coat of neat cement of mix 1:3 (1 cement : 3 fine sand) | 17.955 | Sqm | 340.85 | 6119.9617
9 | 11.3.1 | Cement concrete flooring 1:2:4 (1 cement: 2 coarse sand : 4 graded stone aggregate) finished with a floating coat of neat cement including cement slurry, but excluding the cost of nosing of steps etc. complete. | 4.86 | Sqm | 498.35 | 2421.981
| 11.3.1 | 40mm thick with 20mm nominal size stone aggregate.
10 | 19.19.1 | Providing and fixing in position precast R.C.C. manhole cover and frame of requiredRectangular shape 600x450mm internal dimensions | 2 | Nos | 1228.9 | 2457.8
11 | 19.32.1 | Making soak pit 2.5 m diameter 3.0 metre deep with 45 x 45 cm dry brick honey comb shaft with bricks and S.W. drain pipe 100 mm diameter, 1.8 m long complete as per standard design. With common burnt clay F.P.S. (non modular) bricks of class designation 7.5 | 1 | Nos | 25278.75 | 25278.75
[5 empty] | Total | 102539.3212
|  | SCHEDULED (DSR) ITEMS |  |  |  | 102539.3212
|  | NON SCHEDULED ITEMS |  |  |  | 0
[5 empty] | TOTAL | 102539.3212

## Septic Tank (hidden)
NAME OF WORK- CONSTRUCTION OF NEW COMMUNITY CENTRE AND ANGANWADI BHAWAN AT WARD NO. 79, BHARUWALA, DIST. DEHRADUN
SEPTIC TANK & SOAK PIT
DETAILS OF MEASUREMENTS
S.No | Particulars Items | No. | L. | B. | H. | Quantity
1 | Earth work in excavation by mechanical means (Hydraulic Excavator )/ manual means in foundation trenches or drains (not exceeding 1.5 m in width or 10 sqm on plan) including dressing of sides and ramming of bottoms, lift upto 1.5 m, including getting out the excavated soil and disposal of surplus excavated soil as directed, within a lead of 50 m.
All kinds of soil.
|  | 1 | 3.39 | 2.49 | 1.85 | 15.616
[5 empty] | Total | 15.616 | Cum
2 | Filling available excavated earth (excluding rock) in trenches, plinth, sides of foundations etc. in layers not exceeding 20cm in depth, consolidating each deposited layer by ramming and watering, lead up to 50 m and lift upto 1.5 m. (20% of excavation earth)
|  | 1 | 0.2 | 15.616 |  | 3.1232
[5 empty] | Total | 3.1232 | Cum
3 | Providing and laying in position cement concrete of specified grade excluding the cost of centering and shuttering - All work up to plinth level
1:4:8 (1 Cement : 4 coarse sand : 8 graded stone aggregate 40 mm nominal size).
|  | 1 | 3.39 | 2.49 | 0.1 | 0.84411
[5 empty] | Total | 0.84411 | Cum
4 | Reinforced cement concrete work in walls (any thickness), including attached pilasters, buttresses, plinth and string courses, fillets, columns, pillars, piers,abutments, posts and struts etc. upto floor five level excluding cost of centring, shuttering, finishing and reinforcement
1:1.5:3 (1 cement : 1.5 coarse sand : 3 graded stone aggregate 20 mm nominal size)
| Roof slab | 1 | 3.16 | 2.26 | 0.125 | 0.8927
[5 empty] | Sub Total | 0.8927 | Cum
| Less man hole | 1 | 0.45 | 0.45 | 0.125 | 0.025313
[5 empty] | Sub Total | 0.025313 | (-)
[5 empty] | Total | 0.86739 | Cum
5 | Reinforcement for R.C.C. work including straightening, cutting, bending, placing in position and binding all complete. Mild steel and Medium Tensile steel bars.
|  | 1 | 0.86739 | 0.01 | 78.5 | 0.6809
[5 empty] | Total | 0.6809 | Qtl
[6 empty] | 68.0899 | KG
6 | Centring and shuttering including strutting,ropping etc. and removal of form for
Suspended floors, roofs, landings, balconies and access platform.
| Base concrete | 2 | 3.39 | 0.225 |  | 1.5255
|  | 2 | 2.49 | 0.225 |  | 1.1205
| Slab | 1 | 3.16 | 2.26 |  | 7.1416
|  | 2 | 3.16 | 0.125 |  | 0.79
|  | 2 | 2.26 | 0.125 |  | 0.565
|  | 1 |  | 2.77 |  | 2.77
[5 empty] | Total | 13.9126 | Sqm
7 | Brick work with F.P.S. bricks of class designation 75 in foundation and plinth in
Cement mortar 1:6 (1 cement : 6 coarse sand)
Ist step
|  | 2 | 3.39 | 0.345 | 0.75 | 1.7543
|  | 2 | 2.49 | 0.345 | 0.75 | 1.2886
IIst step
|  | 2 | 3.16 | 0.23 | 0.875 | 1.2719
|  | 2 | 2.26 | 0.23 | 0.875 | 0.90965
Baffle wall
|  | 1 | 1.8 | 0.115 | 0.925 | 0.19148
[5 empty] | Total | 5.4159 | Cum
8 | 12 mm cement plaster finished with a floating coat of neat cement of mix
1:3 (1 cement : 3 fine sand)
|  | 2 | 2.7 | 1.625 |  | 8.775
|  | 2 | 1.8 | 1.625 |  | 5.85
|  | 2 | 1.8 | 0.925 |  | 3.33
[5 empty] | Total | 17.955 | Sqm
9 | Cement concrete flooring 1:2:4 (1 cement: 2 coarse sand : 4 graded stone aggregate) finished with a floating coat of neat cement including cement slurry, but excluding the cost of nosing of steps etc. complete.
40mm thick with 20mm nominal size stone aggregate.
|  | 1 | 2.7 | 1.8 |  | 4.86
[5 empty] | Total | 4.86 | Sqm
10 | Providing and fixing in position precast R.C.C. manhole cover and frame of requiredRectangular shape 600x450mm internal dimensions
|  | 2 |  |  |  | 2
[5 empty] | Total | 2 | Nos
11 | Making soak pit 2.5 m diameter 3.0 metre deep with 45 x 45 cm dry brick honey comb shaft with bricks and S.W. drain pipe 100 mm diameter, 1.8 m long complete as per standard design. With common burnt clay F.P.S. (non modular) bricks of class designation 7.5
|  | 1 |  |  |  | 1
[5 empty] | Total | 1 | Nos